## Instructions
LRC Circadian Light Calculator
General notes and instructions: April 29, 2016
1 | The purpose of this calculator is to facilitate the calculation of circadian light (CLA) and circadian stimulus (CS) for several example light source spectra as well as for user-supplied light source spectra. The workbook implements the formulae documented in the following journal paper and corrigendum:
| a. | Rea MS, Figueiro MG, Bierman A, Hamner R. Modeling the spectral sensitivity of the human circadian system. Lighting Research and Technology 2012; 44(4): 386–396. DOI: 10.1177/1477153511430474
| b. | Corrigendum, Lighting Research and Technology 2012 44: 516. DOI: 10.1177/1477153512467607
2 | To run a calculation for one of the supplied light source spectra:
| a. | a. Select the spectrum from the drop-down menu in cell A2. The drop-down menu arrow will appear adjacent to the cell on the right when the cell is selected (e.g., by clicking on the cell with the mouse pointer). Click on the down arrow to display the drop-down menu options. A plot of the selected spectra is displayed in the graph below row 7 after a selection has been made.
| b. | Enter the photopic illuminance of the stimulus in units of lux in cell A5. Typically this would be the illuminance on the cornea of the eye as measured by placing an illuminance meter in front of one’s eye.
| c. | Values for circadian light (CLA) and circadian stimulus (CS) are displayed in cells B2 and B4, respectively.
| d. | The figure to the right of cells B2 and B4 changes to indicate the approximate circadian spectral sensitivity for the chosen spectrum by making the appropriate curve thicker. Note that for “cool” sources this spectral response is only approximate as the actual spectral sensitivity changes slightly with light level which is not depicted here.
3 | To run a calculation for a user-supplied spectrum:
| a. | Select “User” in cell A2 following the instructions in step 2a above. This instructs the calculator to use the spectrum located in columns E and F as the source for calculations, specifically the cell range E3:F1003. Column E contains the wavelength value in units of nanometers (nm), and column F contains the corresponding relative spectral power values in radiometric units (e.g., W/nm, not quantum units such as photons/s).
| b. | Enter or copy and paste the spectral data to cells E3:F1003. The program will accept any wavelength value and increment from 1 to 5000 nm for a maximum of 1001 rows. For example, the largest set of regularly spaced wavelength increments would be 350 to 850 nm every 0.5 nm. Of course data may be specified at fewer wavelength intervals, but be sure to clear any data from rows that are not needed. Important: when copying or entering a user-supplied spectrum in columns E and F make sure to delete any data left behind from previous spectra if the new spectrum occupies fewer rows. The calculator works with data supplied in either uniform or non-uniform wavelength increments. Many array spectrometers provide data in non-uniform wavelength increments. The calculator interpolates its reference files (various spectral sensitivity data sets) to match the increments of the supplied spectral data and then implements trapezoidal integration methods to handle the non-uniform wavelength increments.
| c. | Enter the photopic illuminance of the stimulus in units of lux in cell A5. This automatically scales the relative values provided in column F to the correct values needed for calculation.
| d. | As with the other selected spectra from the drop-down menu, the user supplied spectrum is plotted in the graph to the left of the data and the figure to the right of cells B2 and B4 is updated appropriately.
4 | For questions and comments about this calculator you may contact Andrew Bierman at the Lighting Research Center, email address: bierma2@rpi.edu. For more information about circadian light go to: http://www.lrc.rpi.edu/programs/lightHealth/index.asp
5 | For people who want to adapt this workbook for their own functionality here is a listing of the CLA and CS values for the included spectra at a light level of 1000 lux to serve as reference values to check against a reformulated workbook.
|  |  | Spectrum | Illuminance (lux) | CLA | CS
|  |  | Equal energy | 1000 | 1430 | 0.576
|  |  | D65 | 1000 | 1615 | 0.589
|  |  | Xenon | 1000 | 1402 | 0.574
|  |  | A lamp | 1000 | 950 | 0.523
|  |  | Enrich A lamp | 1000 | 1103 | 0.544
|  |  | Halogen 3277 K | 1000 | 1187 | 0.553
|  |  | CFL | 1000 | 690 | 0.473
|  |  | RE 3500 K | 1000 | 1031 | 0.535
|  |  | Cool white | 1000 | 537 | 0.428
|  |  | Design50 | 1000 | 969 | 0.526
|  |  | PS MH | 1000 | 597 | 0.447
|  |  | Clear MV | 1000 | 359 | 0.352
|  |  | LPS | 1000 | 59 | 0.084
|  |  | HPS | 1000 | 410 | 0.377
|  |  | LED 2700 K | 1000 | 814 | 0.499
|  |  | LED 6500 K | 1000 | 1280 | 0.563
|  |  | Navy 13 K | 1000 | 2463 | 0.626
|  |  | LED 470nm | 1000 | 17763 | 0.691
|  |  | Ceramic MH | 1000 | 778 | 0.492
|  |  | Promolux | 1000 | 1240 | 0.559
|  |  | Blue LED | 1000 | 18592 | 0.691
|  |  | Red LED | 1000 | 7 | 0.01

## MainDisplay
Select Source SPD | Circadian Light (CLA) |  |  | User SPD |  | Chosen SPD |  |  | For Plotting
CIE D65 | 1614.6007 | Circadian lux |  | Wavelength (nm) | Value | Wavelength (nm) | Scaled value (W m-2 nm-1) | Relative value | Wavelength (nm) | Relative Spectral Power
(Click cell above for pull-down menu) | Circadian Stimulus (CS) |  |  | 380 | 0.00066459 | 380 | 0.0069194 | 0.424 | 380 | 0.424
Illuminance (lux) | 0.58891 |  |  | 381 | 0.00067915 | 382 | 0.00705 | 0.432 | 382 | 0.432
1000 |  |  |  | 382 | 0.00069392 | 384 | 0.0071805 | 0.44 | 384 | 0.44
(Enter illuminance in cell above) |  |  |  | 383 | 0.0007089 | 386 | 0.0073111 | 0.448 | 386 | 0.448
|  |  |  | 384 | 0.00072411 | 388 | 0.0074416 | 0.456 | 388 | 0.456
|  |  | cool | 385 | 0.00073953 | 390 | 0.0075722 | 0.464 | 390 | 0.464
|  |  |  | 386 | 0.00075518 | 392 | 0.0083392 | 0.511 | 392 | 0.511
|  |  |  | 387 | 0.00077105 | 394 | 0.0091225 | 0.559 | 394 | 0.559
|  |  |  | 388 | 0.00078714 | 396 | 0.0099058 | 0.607 | 396 | 0.607
|  |  |  | 389 | 0.00080345 | 398 | 0.010673 | 0.654 | 398 | 0.654
|  |  |  | 390 | 0.00081999 | 400 | 0.011456 | 0.702 | 400 | 0.702
|  |  |  | 391 | 0.00083675 | 402 | 0.011701 | 0.717 | 402 | 0.717
|  |  |  | 392 | 0.00085374 | 404 | 0.011946 | 0.732 | 404 | 0.732
|  |  |  | 393 | 0.00087096 | 406 | 0.012191 | 0.747 | 406 | 0.747
|  |  |  | 394 | 0.00088841 | 408 | 0.012419 | 0.761 | 408 | 0.761
|  |  |  | 395 | 0.00090608 | 410 | 0.012664 | 0.776 | 410 | 0.776
|  |  |  | 396 | 0.00092399 | 412 | 0.012729 | 0.78 | 412 | 0.78
|  |  |  | 397 | 0.00094213 | 414 | 0.012778 | 0.783 | 414 | 0.783
|  |  |  | 398 | 0.0009605 | 416 | 0.012827 | 0.786 | 416 | 0.786
|  |  |  | 399 | 0.0009791 | 418 | 0.012892 | 0.79 | 418 | 0.79
|  |  |  | 400 | 0.00099794 | 420 | 0.012941 | 0.793 | 420 | 0.793
|  |  |  | 401 | 0.001017 | 422 | 0.012745 | 0.781 | 422 | 0.781
|  |  |  | 402 | 0.0010363 | 424 | 0.012566 | 0.77 | 424 | 0.77
|  |  |  | 403 | 0.0010559 | 426 | 0.012386 | 0.759 | 426 | 0.759
|  |  |  | 404 | 0.0010756 | 428 | 0.012191 | 0.747 | 428 | 0.747
|  |  |  | 405 | 0.0010956 | 430 | 0.012011 | 0.736 | 430 | 0.736
|  |  |  | 406 | 0.0011159 | 432 | 0.012517 | 0.767 | 432 | 0.767
|  |  |  | 407 | 0.0011364 | 434 | 0.013007 | 0.797 | 434 | 0.797
|  |  |  | 408 | 0.0011571 | 436 | 0.013512 | 0.828 | 436 | 0.828
|  |  |  | 409 | 0.0011781 | 438 | 0.014018 | 0.859 | 438 | 0.859
|  |  |  | 410 | 0.0011993 | 440 | 0.014524 | 0.89 | 440 | 0.89
|  |  |  | 411 | 0.0012207 | 442 | 0.014867 | 0.911 | 442 | 0.911
|  |  |  | 412 | 0.0012424 | 444 | 0.015193 | 0.931 | 444 | 0.931
|  |  |  | 413 | 0.0012643 | 446 | 0.015536 | 0.952 | 446 | 0.952
|  |  |  | 414 | 0.0012865 | 448 | 0.015879 | 0.973 | 448 | 0.973
|  |  |  | 415 | 0.0013089 | 450 | 0.016205 | 0.993 | 450 | 0.993
|  |  |  | 416 | 0.0013315 | 452 | 0.016238 | 0.995 | 452 | 0.995
|  |  |  | 417 | 0.0013544 | 454 | 0.016254 | 0.996 | 454 | 0.996
|  |  |  | 418 | 0.0013775 | 456 | 0.01627 | 0.997 | 456 | 0.997
|  |  |  | 419 | 0.0014009 | 458 | 0.016303 | 0.999 | 458 | 0.999
|  |  |  | 420 | 0.0014245 | 460 | 0.016319 | 1 | 460 | 1
|  |  |  | 421 | 0.0014483 | 462 | 0.016238 | 0.995 | 462 | 0.995
|  |  |  | 422 | 0.0014724 | 464 | 0.016156 | 0.99 | 464 | 0.99
|  |  |  | 423 | 0.0014968 | 466 | 0.016075 | 0.985 | 466 | 0.985
|  |  |  | 424 | 0.0015214 | 468 | 0.015993 | 0.98 | 468 | 0.98
|  |  |  | 425 | 0.0015462 | 470 | 0.015911 | 0.975 | 470 | 0.975
|  |  |  | 426 | 0.0015712 | 472 | 0.015944 | 0.977 | 472 | 0.977
|  |  |  | 427 | 0.0015965 | 474 | 0.015977 | 0.979 | 474 | 0.979
|  |  |  | 428 | 0.0016221 | 476 | 0.015993 | 0.98 | 476 | 0.98
|  |  |  | 429 | 0.0016479 | 478 | 0.016026 | 0.982 | 478 | 0.982
|  |  |  | 430 | 0.0016739 | 480 | 0.016058 | 0.984 | 480 | 0.984
|  |  |  | 431 | 0.0017002 | 482 | 0.015862 | 0.972 | 482 | 0.972
|  |  |  | 432 | 0.0017267 | 484 | 0.015667 | 0.96 | 484 | 0.96
|  |  |  | 433 | 0.0017534 | 486 | 0.015471 | 0.948 | 486 | 0.948
|  |  |  | 434 | 0.0017805 | 488 | 0.015275 | 0.936 | 488 | 0.936
|  |  |  | 435 | 0.0018077 | 490 | 0.015079 | 0.924 | 490 | 0.924
|  |  |  | 436 | 0.0018352 | 492 | 0.015095 | 0.925 | 492 | 0.925
|  |  |  | 437 | 0.0018629 | 494 | 0.015112 | 0.926 | 494 | 0.926
|  |  |  | 438 | 0.0018908 | 496 | 0.015128 | 0.927 | 496 | 0.927
|  |  |  | 439 | 0.001919 | 498 | 0.015128 | 0.927 | 498 | 0.927
|  |  |  | 440 | 0.0019475 | 500 | 0.015144 | 0.928 | 500 | 0.928
|  |  |  | 441 | 0.0019761 | 502 | 0.015112 | 0.926 | 502 | 0.926
|  |  |  | 442 | 0.0020051 | 504 | 0.015063 | 0.923 | 504 | 0.923
|  |  |  | 443 | 0.0020342 | 506 | 0.015014 | 0.92 | 506 | 0.92
|  |  |  | 444 | 0.0020636 | 508 | 0.014981 | 0.918 | 508 | 0.918
|  |  |  | 445 | 0.0020932 | 510 | 0.014932 | 0.915 | 510 | 0.915
|  |  |  | 446 | 0.0021231 | 512 | 0.014851 | 0.91 | 512 | 0.91
|  |  |  | 447 | 0.0021532 | 514 | 0.014769 | 0.905 | 514 | 0.905
|  |  |  | 448 | 0.0021835 | 516 | 0.014687 | 0.9 | 516 | 0.9
|  |  |  | 449 | 0.0022141 | 518 | 0.014606 | 0.895 | 518 | 0.895
|  |  |  | 450 | 0.0022449 | 520 | 0.014524 | 0.89 | 520 | 0.89
|  |  |  | 451 | 0.0022759 | 522 | 0.014606 | 0.895 | 522 | 0.895
|  |  |  | 452 | 0.0023072 | 524 | 0.014687 | 0.9 | 524 | 0.9
|  |  |  | 453 | 0.0023387 | 526 | 0.014753 | 0.904 | 526 | 0.904
|  |  |  | 454 | 0.0023704 | 528 | 0.014834 | 0.909 | 528 | 0.909
|  |  |  | 455 | 0.0024023 | 530 | 0.014916 | 0.914 | 530 | 0.914
|  |  |  | 456 | 0.0024345 | 532 | 0.014834 | 0.909 | 532 | 0.909
|  |  |  | 457 | 0.0024669 | 534 | 0.014736 | 0.903 | 534 | 0.903
|  |  |  | 458 | 0.0024996 | 536 | 0.014655 | 0.898 | 536 | 0.898
|  |  |  | 459 | 0.0025324 | 538 | 0.014557 | 0.892 | 538 | 0.892
|  |  |  | 460 | 0.0025655 | 540 | 0.014459 | 0.886 | 540 | 0.886
|  |  |  | 461 | 0.0025989 | 542 | 0.014459 | 0.886 | 542 | 0.886
|  |  |  | 462 | 0.0026324 | 544 | 0.014443 | 0.885 | 544 | 0.885
|  |  |  | 463 | 0.0026662 | 546 | 0.014443 | 0.885 | 546 | 0.885
|  |  |  | 464 | 0.0027002 | 548 | 0.014426 | 0.884 | 548 | 0.884
|  |  |  | 465 | 0.0027343 | 550 | 0.01441 | 0.883 | 550 | 0.883
|  |  |  | 466 | 0.0027688 | 552 | 0.014312 | 0.877 | 552 | 0.877
|  |  |  | 467 | 0.0028034 | 554 | 0.014198 | 0.87 | 554 | 0.87
|  |  |  | 468 | 0.0028383 | 556 | 0.014084 | 0.863 | 556 | 0.863
|  |  |  | 469 | 0.0028734 | 558 | 0.013969 | 0.856 | 558 | 0.856
|  |  |  | 470 | 0.0029087 | 560 | 0.013855 | 0.849 | 560 | 0.849
|  |  |  | 471 | 0.0029442 | 562 | 0.013757 | 0.843 | 562 | 0.843
|  |  |  | 472 | 0.0029799 | 564 | 0.013659 | 0.837 | 564 | 0.837
|  |  |  | 473 | 0.0030158 | 566 | 0.013545 | 0.83 | 566 | 0.83
|  |  |  | 474 | 0.003052 | 568 | 0.013447 | 0.824 | 568 | 0.824
|  |  |  | 475 | 0.0030883 | 570 | 0.013349 | 0.818 | 570 | 0.818
|  |  |  | 476 | 0.0031249 | 572 | 0.013333 | 0.817 | 572 | 0.817
|  |  |  | 477 | 0.0031617 | 574 | 0.013317 | 0.816 | 574 | 0.816
|  |  |  | 478 | 0.0031987 | 576 | 0.0133 | 0.815 | 576 | 0.815
|  |  |  | 479 | 0.0032358 | 578 | 0.013284 | 0.814 | 578 | 0.814
|  |  |  | 480 | 0.0032732 | 580 | 0.013268 | 0.813 | 580 | 0.813
|  |  |  | 481 | 0.0033108 | 582 | 0.013072 | 0.801 | 582 | 0.801
|  |  |  | 482 | 0.0033486 | 584 | 0.012876 | 0.789 | 584 | 0.789
|  |  |  | 483 | 0.0033866 | 586 | 0.01268 | 0.777 | 586 | 0.777
|  |  |  | 484 | 0.0034248 | 588 | 0.012484 | 0.765 | 588 | 0.765
|  |  |  | 485 | 0.0034632 | 590 | 0.012288 | 0.753 | 590 | 0.753
|  |  |  | 486 | 0.0035018 | 592 | 0.012321 | 0.755 | 592 | 0.755
|  |  |  | 487 | 0.0035405 | 594 | 0.01237 | 0.758 | 594 | 0.758
|  |  |  | 488 | 0.0035795 | 596 | 0.012403 | 0.76 | 596 | 0.76
|  |  |  | 489 | 0.0036186 | 598 | 0.012435 | 0.762 | 598 | 0.762
|  |  |  | 490 | 0.003658 | 600 | 0.012468 | 0.764 | 600 | 0.764
|  |  |  | 491 | 0.0036975 | 602 | 0.012468 | 0.764 | 602 | 0.764
|  |  |  | 492 | 0.0037373 | 604 | 0.012452 | 0.763 | 604 | 0.763
|  |  |  | 493 | 0.0037771 | 606 | 0.012435 | 0.762 | 606 | 0.762
|  |  |  | 494 | 0.0038172 | 608 | 0.012435 | 0.762 | 608 | 0.762
|  |  |  | 495 | 0.0038575 | 610 | 0.012419 | 0.761 | 610 | 0.761
|  |  |  | 496 | 0.003898 | 612 | 0.01237 | 0.758 | 612 | 0.758
|  |  |  | 497 | 0.0039386 | 614 | 0.012305 | 0.754 | 614 | 0.754
|  |  |  | 498 | 0.0039794 | 616 | 0.012256 | 0.751 | 616 | 0.751
|  |  |  | 499 | 0.0040204 | 618 | 0.012207 | 0.748 | 618 | 0.748
|  |  |  | 500 | 0.0040616 | 620 | 0.012158 | 0.745 | 620 | 0.745
|  |  |  | 501 | 0.0041029 | 622 | 0.012027 | 0.737 | 622 | 0.737
|  |  |  | 502 | 0.0041444 | 624 | 0.011913 | 0.73 | 624 | 0.73
|  |  |  | 503 | 0.0041861 | 626 | 0.011783 | 0.722 | 626 | 0.722
|  |  |  | 504 | 0.0042279 | 628 | 0.011668 | 0.715 | 628 | 0.715
|  |  |  | 505 | 0.0042699 | 630 | 0.011538 | 0.707 | 630 | 0.707
|  |  |  | 506 | 0.0043121 | 632 | 0.011554 | 0.708 | 632 | 0.708
|  |  |  | 507 | 0.0043544 | 634 | 0.01157 | 0.709 | 634 | 0.709
|  |  |  | 508 | 0.0043969 | 636 | 0.01157 | 0.709 | 636 | 0.709
|  |  |  | 509 | 0.0044396 | 638 | 0.011587 | 0.71 | 638 | 0.71
|  |  |  | 510 | 0.0044824 | 640 | 0.011603 | 0.711 | 640 | 0.711
|  |  |  | 511 | 0.0045254 | 642 | 0.011505 | 0.705 | 642 | 0.705
|  |  |  | 512 | 0.0045685 | 644 | 0.011391 | 0.698 | 644 | 0.698
|  |  |  | 513 | 0.0046118 | 646 | 0.011293 | 0.692 | 646 | 0.692
|  |  |  | 514 | 0.0046552 | 648 | 0.011195 | 0.686 | 648 | 0.686
|  |  |  | 515 | 0.0046988 | 650 | 0.011097 | 0.68 | 650 | 0.68
|  |  |  | 516 | 0.0047425 | 652 | 0.011097 | 0.68 | 652 | 0.68
|  |  |  | 517 | 0.0047863 | 654 | 0.011097 | 0.68 | 654 | 0.68
|  |  |  | 518 | 0.0048304 | 656 | 0.011113 | 0.681 | 656 | 0.681
|  |  |  | 519 | 0.0048745 | 658 | 0.011113 | 0.681 | 658 | 0.681
|  |  |  | 520 | 0.0049188 | 660 | 0.011113 | 0.681 | 660 | 0.681
|  |  |  | 521 | 0.0049633 | 662 | 0.011179 | 0.685 | 662 | 0.685
|  |  |  | 522 | 0.0050078 | 664 | 0.011228 | 0.688 | 664 | 0.688
|  |  |  | 523 | 0.0050525 | 666 | 0.011293 | 0.692 | 666 | 0.692
|  |  |  | 524 | 0.0050974 | 668 | 0.011342 | 0.695 | 668 | 0.695
|  |  |  | 525 | 0.0051424 | 670 | 0.011407 | 0.699 | 670 | 0.699
|  |  |  | 526 | 0.0051874 | 672 | 0.011293 | 0.692 | 672 | 0.692
|  |  |  | 527 | 0.0052327 | 674 | 0.011179 | 0.685 | 674 | 0.685
|  |  |  | 528 | 0.005278 | 676 | 0.011081 | 0.679 | 676 | 0.679
|  |  |  | 529 | 0.0053235 | 678 | 0.010967 | 0.672 | 678 | 0.672
|  |  |  | 530 | 0.0053691 | 680 | 0.010852 | 0.665 | 680 | 0.665
|  |  |  | 531 | 0.0054148 | 682 | 0.010608 | 0.65 | 682 | 0.65
|  |  |  | 532 | 0.0054607 | 684 | 0.010379 | 0.636 | 684 | 0.636
|  |  |  | 533 | 0.0055067 | 686 | 0.010134 | 0.621 | 686 | 0.621
|  |  |  | 534 | 0.0055527 | 688 | 0.0099058 | 0.607 | 688 | 0.607
|  |  |  | 535 | 0.0055989 | 690 | 0.009661 | 0.592 | 690 | 0.592
|  |  |  | 536 | 0.0056452 | 692 | 0.00971 | 0.595 | 692 | 0.595
|  |  |  | 537 | 0.0056916 | 694 | 0.0097753 | 0.599 | 694 | 0.599
|  |  |  | 538 | 0.0057381 | 696 | 0.0098242 | 0.602 | 696 | 0.602
|  |  |  | 539 | 0.0057847 | 698 | 0.0098732 | 0.605 | 698 | 0.605
|  |  |  | 540 | 0.0058315 | 700 | 0.0099222 | 0.608 | 700 | 0.608
|  |  |  | 541 | 0.0058783 | 702 | 0.010004 | 0.613 | 702 | 0.613
|  |  |  | 542 | 0.0059252 | 704 | 0.010085 | 0.618 | 704 | 0.618
|  |  |  | 543 | 0.0059723 | 706 | 0.010151 | 0.622 | 706 | 0.622
|  |  |  | 544 | 0.0060194 | 708 | 0.010232 | 0.627 | 708 | 0.627
|  |  |  | 545 | 0.0060666 | 710 | 0.010314 | 0.632 | 710 | 0.632
|  |  |  | 546 | 0.0061139 | 712 | 0.0099548 | 0.61 | 712 | 0.61
|  |  |  | 547 | 0.0061613 | 714 | 0.0095958 | 0.588 | 714 | 0.588
|  |  |  | 548 | 0.0062088 | 716 | 0.0092531 | 0.567 | 716 | 0.567
|  |  |  | 549 | 0.0062564 | 718 | 0.008894 | 0.545 | 718 | 0.545
|  |  |  | 550 | 0.0063041 | 720 | 0.008535 | 0.523 | 720 | 0.523
|  |  |  | 551 | 0.0063518 | 722 | 0.0087635 | 0.537 | 722 | 0.537
|  |  |  | 552 | 0.0063996 | 724 | 0.008992 | 0.551 | 724 | 0.551
|  |  |  | 553 | 0.0064475 | 726 | 0.0092204 | 0.565 | 726 | 0.565
|  |  |  | 554 | 0.0064955 | 728 | 0.0094652 | 0.58 | 728 | 0.58
|  |  |  | 555 | 0.0065436 | 730 | 0.0096937 | 0.594 | 730 | 0.594
|  |  |  | 556 | 0.0065917 | #N/A | 0 | 0 | #N/A | 0
|  |  |  | 557 | 0.0066399 | #N/A | 0 | 0 | #N/A | 0
|  |  |  | 558 | 0.0066882 | #N/A | 0 | 0 | #N/A | 0
|  |  |  | 559 | 0.0067366 | #N/A | 0 | 0 | #N/A | 0
|  |  |  | 560 | 0.006785 | #N/A | 0 | 0 | #N/A | 0
|  |  |  | 561 | 0.0068334 | #N/A | 0 | 0 | #N/A | 0
|  |  |  | 562 | 0.006882 | #N/A | 0 | 0 | #N/A | 0
|  |  |  | 563 | 0.0069306 | #N/A | 0 | 0 | #N/A | 0
|  |  |  | 564 | 0.0069793 | #N/A | 0 | 0 | #N/A | 0
|  |  |  | 565 | 0.007028 | #N/A | 0 | 0 | #N/A | 0
|  |  |  | 566 | 0.0070768 | #N/A | 0 | 0 | #N/A | 0
|  |  |  | 567 | 0.0071256 | #N/A | 0 | 0 | #N/A | 0
|  |  |  | 568 | 0.0071745 | #N/A | 0 | 0 | #N/A | 0
|  |  |  | 569 | 0.0072234 | #N/A | 0 | 0 | #N/A | 0
|  |  |  | 570 | 0.0072724 | #N/A | 0 | 0 | #N/A | 0
|  |  |  | 571 | 0.0073214 | #N/A | 0 | 0 | #N/A | 0
|  |  |  | 572 | 0.0073705 | #N/A | 0 | 0 | #N/A | 0
|  |  |  | 573 | 0.0074196 | #N/A | 0 | 0 | #N/A | 0
|  |  |  | 574 | 0.0074688 | #N/A | 0 | 0 | #N/A | 0
|  |  |  | 575 | 0.007518 | #N/A | 0 | 0 | #N/A | 0
|  |  |  | 576 | 0.0075672 | #N/A | 0 | 0 | #N/A | 0
|  |  |  | 577 | 0.0076165 | #N/A | 0 | 0 | #N/A | 0
|  |  |  | 578 | 0.0076658 | #N/A | 0 | 0 | #N/A | 0
|  |  |  | 579 | 0.0077151 | #N/A | 0 | 0 | #N/A | 0
|  |  |  | 580 | 0.0077645 | #N/A | 0 | 0 | #N/A | 0
|  |  |  | 581 | 0.0078139 | #N/A | 0 | 0 | #N/A | 0
|  |  |  | 582 | 0.0078633 | #N/A | 0 | 0 | #N/A | 0
|  |  |  | 583 | 0.0079127 | #N/A | 0 | 0 | #N/A | 0
|  |  |  | 584 | 0.0079622 | #N/A | 0 | 0 | #N/A | 0
|  |  |  | 585 | 0.0080117 | #N/A | 0 | 0 | #N/A | 0
|  |  |  | 586 | 0.0080612 | #N/A | 0 | 0 | #N/A | 0
|  |  |  | 587 | 0.0081107 | #N/A | 0 | 0 | #N/A | 0
|  |  |  | 588 | 0.0081603 | #N/A | 0 | 0 | #N/A | 0
|  |  |  | 589 | 0.0082098 | #N/A | 0 | 0 | #N/A | 0
|  |  |  | 590 | 0.0082594 | #N/A | 0 | 0 | #N/A | 0
|  |  |  | 591 | 0.008309 | #N/A | 0 | 0 | #N/A | 0
|  |  |  | 592 | 0.0083586 | #N/A | 0 | 0 | #N/A | 0
|  |  |  | 593 | 0.0084082 | #N/A | 0 | 0 | #N/A | 0
|  |  |  | 594 | 0.0084578 | #N/A | 0 | 0 | #N/A | 0
|  |  |  | 595 | 0.0085074 | #N/A | 0 | 0 | #N/A | 0
|  |  |  | 596 | 0.0085571 | #N/A | 0 | 0 | #N/A | 0
|  |  |  | 597 | 0.0086067 | #N/A | 0 | 0 | #N/A | 0
|  |  |  | 598 | 0.0086563 | #N/A | 0 | 0 | #N/A | 0
|  |  |  | 599 | 0.0087059 | #N/A | 0 | 0 | #N/A | 0
|  |  |  | 600 | 0.0087555 | #N/A | 0 | 0 | #N/A | 0
|  |  |  | 601 | 0.0088051 | #N/A | 0 | 0 | #N/A | 0
|  |  |  | 602 | 0.0088547 | #N/A | 0 | 0 | #N/A | 0
|  |  |  | 603 | 0.0089043 | #N/A | 0 | 0 | #N/A | 0
|  |  |  | 604 | 0.0089539 | #N/A | 0 | 0 | #N/A | 0
|  |  |  | 605 | 0.0090034 | #N/A | 0 | 0 | #N/A | 0
|  |  |  | 606 | 0.009053 | #N/A | 0 | 0 | #N/A | 0
|  |  |  | 607 | 0.0091025 | #N/A | 0 | 0 | #N/A | 0
|  |  |  | 608 | 0.0091521 | #N/A | 0 | 0 | #N/A | 0
|  |  |  | 609 | 0.0092016 | #N/A | 0 | 0 | #N/A | 0
|  |  |  | 610 | 0.0092511 | #N/A | 0 | 0 | #N/A | 0
|  |  |  | 611 | 0.0093005 | #N/A | 0 | 0 | #N/A | 0
|  |  |  | 612 | 0.0093499 | #N/A | 0 | 0 | #N/A | 0
|  |  |  | 613 | 0.0093994 | #N/A | 0 | 0 | #N/A | 0
|  |  |  | 614 | 0.0094488 | #N/A | 0 | 0 | #N/A | 0
|  |  |  | 615 | 0.0094981 | #N/A | 0 | 0 | #N/A | 0
|  |  |  | 616 | 0.0095475 | #N/A | 0 | 0 | #N/A | 0
|  |  |  | 617 | 0.0095967 | #N/A | 0 | 0 | #N/A | 0
|  |  |  | 618 | 0.009646 | #N/A | 0 | 0 | #N/A | 0
|  |  |  | 619 | 0.0096953 | #N/A | 0 | 0 | #N/A | 0
|  |  |  | 620 | 0.0097444 | #N/A | 0 | 0 | #N/A | 0
|  |  |  | 621 | 0.0097936 | #N/A | 0 | 0 | #N/A | 0
|  |  |  | 622 | 0.0098427 | #N/A | 0 | 0 | #N/A | 0
|  |  |  | 623 | 0.0098918 | #N/A | 0 | 0 | #N/A | 0
|  |  |  | 624 | 0.0099409 | #N/A | 0 | 0 | #N/A | 0
|  |  |  | 625 | 0.0099899 | #N/A | 0 | 0 | #N/A | 0
|  |  |  | 626 | 0.010039 | #N/A | 0 | 0 | #N/A | 0
|  |  |  | 627 | 0.010088 | #N/A | 0 | 0 | #N/A | 0
|  |  |  | 628 | 0.010137 | #N/A | 0 | 0 | #N/A | 0
|  |  |  | 629 | 0.010185 | #N/A | 0 | 0 | #N/A | 0
|  |  |  | 630 | 0.010234 | #N/A | 0 | 0 | #N/A | 0
|  |  |  | 631 | 0.010283 | #N/A | 0 | 0 | #N/A | 0
|  |  |  | 632 | 0.010332 | #N/A | 0 | 0 | #N/A | 0
|  |  |  | 633 | 0.01038 | #N/A | 0 | 0 | #N/A | 0
|  |  |  | 634 | 0.010429 | #N/A | 0 | 0 | #N/A | 0
|  |  |  | 635 | 0.010477 | #N/A | 0 | 0 | #N/A | 0
|  |  |  | 636 | 0.010526 | #N/A | 0 | 0 | #N/A | 0
|  |  |  | 637 | 0.010574 | #N/A | 0 | 0 | #N/A | 0
|  |  |  | 638 | 0.010622 | #N/A | 0 | 0 | #N/A | 0
|  |  |  | 639 | 0.010671 | #N/A | 0 | 0 | #N/A | 0
|  |  |  | 640 | 0.010719 | #N/A | 0 | 0 | #N/A | 0
|  |  |  | 641 | 0.010767 | #N/A | 0 | 0 | #N/A | 0
|  |  |  | 642 | 0.010815 | #N/A | 0 | 0 | #N/A | 0
|  |  |  | 643 | 0.010863 | #N/A | 0 | 0 | #N/A | 0
|  |  |  | 644 | 0.010911 | #N/A | 0 | 0 | #N/A | 0
|  |  |  | 645 | 0.010959 | #N/A | 0 | 0 | #N/A | 0
|  |  |  | 646 | 0.011007 | #N/A | 0 | 0 | #N/A | 0
|  |  |  | 647 | 0.011054 | #N/A | 0 | 0 | #N/A | 0
|  |  |  | 648 | 0.011102 | #N/A | 0 | 0 | #N/A | 0
|  |  |  | 649 | 0.01115 | #N/A | 0 | 0 | #N/A | 0
|  |  |  | 650 | 0.011197 | #N/A | 0 | 0 | #N/A | 0
|  |  |  | 651 | 0.011244 | #N/A | 0 | 0 | #N/A | 0
|  |  |  | 652 | 0.011292 | #N/A | 0 | 0 | #N/A | 0
|  |  |  | 653 | 0.011339 | #N/A | 0 | 0 | #N/A | 0
|  |  |  | 654 | 0.011386 | #N/A | 0 | 0 | #N/A | 0
|  |  |  | 655 | 0.011433 | #N/A | 0 | 0 | #N/A | 0
|  |  |  | 656 | 0.01148 | #N/A | 0 | 0 | #N/A | 0
|  |  |  | 657 | 0.011527 | #N/A | 0 | 0 | #N/A | 0
|  |  |  | 658 | 0.011574 | #N/A | 0 | 0 | #N/A | 0
|  |  |  | 659 | 0.011621 | #N/A | 0 | 0 | #N/A | 0
|  |  |  | 660 | 0.011668 | #N/A | 0 | 0 | #N/A | 0
|  |  |  | 661 | 0.011714 | #N/A | 0 | 0 | #N/A | 0
|  |  |  | 662 | 0.011761 | #N/A | 0 | 0 | #N/A | 0
|  |  |  | 663 | 0.011807 | #N/A | 0 | 0 | #N/A | 0
|  |  |  | 664 | 0.011853 | #N/A | 0 | 0 | #N/A | 0
|  |  |  | 665 | 0.0119 | #N/A | 0 | 0 | #N/A | 0
|  |  |  | 666 | 0.011946 | #N/A | 0 | 0 | #N/A | 0
|  |  |  | 667 | 0.011992 | #N/A | 0 | 0 | #N/A | 0
|  |  |  | 668 | 0.012038 | #N/A | 0 | 0 | #N/A | 0
|  |  |  | 669 | 0.012084 | #N/A | 0 | 0 | #N/A | 0
|  |  |  | 670 | 0.012129 | #N/A | 0 | 0 | #N/A | 0
|  |  |  | 671 | 0.012175 | #N/A | 0 | 0 | #N/A | 0
|  |  |  | 672 | 0.012221 | #N/A | 0 | 0 | #N/A | 0
|  |  |  | 673 | 0.012266 | #N/A | 0 | 0 | #N/A | 0
|  |  |  | 674 | 0.012311 | #N/A | 0 | 0 | #N/A | 0
|  |  |  | 675 | 0.012357 | #N/A | 0 | 0 | #N/A | 0
|  |  |  | 676 | 0.012402 | #N/A | 0 | 0 | #N/A | 0
|  |  |  | 677 | 0.012447 | #N/A | 0 | 0 | #N/A | 0
|  |  |  | 678 | 0.012492 | #N/A | 0 | 0 | #N/A | 0
|  |  |  | 679 | 0.012537 | #N/A | 0 | 0 | #N/A | 0
|  |  |  | 680 | 0.012581 | #N/A | 0 | 0 | #N/A | 0
|  |  |  | 681 | 0.012626 | #N/A | 0 | 0 | #N/A | 0
|  |  |  | 682 | 0.01267 | #N/A | 0 | 0 | #N/A | 0
|  |  |  | 683 | 0.012715 | #N/A | 0 | 0 | #N/A | 0
|  |  |  | 684 | 0.012759 | #N/A | 0 | 0 | #N/A | 0
|  |  |  | 685 | 0.012803 | #N/A | 0 | 0 | #N/A | 0
|  |  |  | 686 | 0.012847 | #N/A | 0 | 0 | #N/A | 0
|  |  |  | 687 | 0.012891 | #N/A | 0 | 0 | #N/A | 0
|  |  |  | 688 | 0.012935 | #N/A | 0 | 0 | #N/A | 0
|  |  |  | 689 | 0.012979 | #N/A | 0 | 0 | #N/A | 0
|  |  |  | 690 | 0.013022 | #N/A | 0 | 0 | #N/A | 0
|  |  |  | 691 | 0.013066 | #N/A | 0 | 0 | #N/A | 0
|  |  |  | 692 | 0.013109 | #N/A | 0 | 0 | #N/A | 0
|  |  |  | 693 | 0.013153 | #N/A | 0 | 0 | #N/A | 0
|  |  |  | 694 | 0.013196 | #N/A | 0 | 0 | #N/A | 0
|  |  |  | 695 | 0.013239 | #N/A | 0 | 0 | #N/A | 0
|  |  |  | 696 | 0.013282 | #N/A | 0 | 0 | #N/A | 0
|  |  |  | 697 | 0.013324 | #N/A | 0 | 0 | #N/A | 0
|  |  |  | 698 | 0.013367 | #N/A | 0 | 0 | #N/A | 0
|  |  |  | 699 | 0.01341 | #N/A | 0 | 0 | #N/A | 0
|  |  |  | 700 | 0.013452 | #N/A | 0 | 0 | #N/A | 0
|  |  |  | 701 | 0.013494 | #N/A | 0 | 0 | #N/A | 0
|  |  |  | 702 | 0.013536 | #N/A | 0 | 0 | #N/A | 0
|  |  |  | 703 | 0.013578 | #N/A | 0 | 0 | #N/A | 0
|  |  |  | 704 | 0.01362 | #N/A | 0 | 0 | #N/A | 0
|  |  |  | 705 | 0.013662 | #N/A | 0 | 0 | #N/A | 0
|  |  |  | 706 | 0.013704 | #N/A | 0 | 0 | #N/A | 0
|  |  |  | 707 | 0.013745 | #N/A | 0 | 0 | #N/A | 0
|  |  |  | 708 | 0.013787 | #N/A | 0 | 0 | #N/A | 0
|  |  |  | 709 | 0.013828 | #N/A | 0 | 0 | #N/A | 0
|  |  |  | 710 | 0.013869 | #N/A | 0 | 0 | #N/A | 0
|  |  |  | 711 | 0.01391 | #N/A | 0 | 0 | #N/A | 0
|  |  |  | 712 | 0.013951 | #N/A | 0 | 0 | #N/A | 0
|  |  |  | 713 | 0.013992 | #N/A | 0 | 0 | #N/A | 0
|  |  |  | 714 | 0.014032 | #N/A | 0 | 0 | #N/A | 0
|  |  |  | 715 | 0.014073 | #N/A | 0 | 0 | #N/A | 0
|  |  |  | 716 | 0.014113 | #N/A | 0 | 0 | #N/A | 0
|  |  |  | 717 | 0.014153 | #N/A | 0 | 0 | #N/A | 0
|  |  |  | 718 | 0.014193 | #N/A | 0 | 0 | #N/A | 0
|  |  |  | 719 | 0.014233 | #N/A | 0 | 0 | #N/A | 0
|  |  |  | 720 | 0.014273 | #N/A | 0 | 0 | #N/A | 0
|  |  |  | 721 | 0.014313 | #N/A | 0 | 0 | #N/A | 0
|  |  |  | 722 | 0.014352 | #N/A | 0 | 0 | #N/A | 0
|  |  |  | 723 | 0.014392 | #N/A | 0 | 0 | #N/A | 0
|  |  |  | 724 | 0.014431 | #N/A | 0 | 0 | #N/A | 0
|  |  |  | 725 | 0.01447 | #N/A | 0 | 0 | #N/A | 0
|  |  |  | 726 | 0.014509 | #N/A | 0 | 0 | #N/A | 0
|  |  |  | 727 | 0.014548 | #N/A | 0 | 0 | #N/A | 0
|  |  |  | 728 | 0.014587 | #N/A | 0 | 0 | #N/A | 0
|  |  |  | 729 | 0.014625 | #N/A | 0 | 0 | #N/A | 0
|  |  |  | 730 | 0.014664 | #N/A | 0 | 0 | #N/A | 0
|  |  |  | 731 | 0.014702 | #N/A | 0 | 0 | #N/A | 0
|  |  |  | 732 | 0.01474 | #N/A | 0 | 0 | #N/A | 0
|  |  |  | 733 | 0.014778 | #N/A | 0 | 0 | #N/A | 0
|  |  |  | 734 | 0.014816 | #N/A | 0 | 0 | #N/A | 0
|  |  |  | 735 | 0.014854 | #N/A | 0 | 0 | #N/A | 0
|  |  |  | 736 | 0.014891 | #N/A | 0 | 0 | #N/A | 0
|  |  |  | 737 | 0.014929 | #N/A | 0 | 0 | #N/A | 0
|  |  |  | 738 | 0.014966 | #N/A | 0 | 0 | #N/A | 0
|  |  |  | 739 | 0.015003 | #N/A | 0 | 0 | #N/A | 0
|  |  |  | 740 | 0.01504 | #N/A | 0 | 0 | #N/A | 0
|  |  |  | 741 | 0.015077 | #N/A | 0 | 0 | #N/A | 0
|  |  |  | 742 | 0.015114 | #N/A | 0 | 0 | #N/A | 0
|  |  |  | 743 | 0.01515 | #N/A | 0 | 0 | #N/A | 0
|  |  |  | 744 | 0.015187 | #N/A | 0 | 0 | #N/A | 0
|  |  |  | 745 | 0.015223 | #N/A | 0 | 0 | #N/A | 0
|  |  |  | 746 | 0.015259 | #N/A | 0 | 0 | #N/A | 0
|  |  |  | 747 | 0.015295 | #N/A | 0 | 0 | #N/A | 0
|  |  |  | 748 | 0.015331 | #N/A | 0 | 0 | #N/A | 0
|  |  |  | 749 | 0.015366 | #N/A | 0 | 0 | #N/A | 0
|  |  |  | 750 | 0.015402 | #N/A | 0 | 0 | #N/A | 0
|  |  |  | 751 | 0.015437 | #N/A | 0 | 0 | #N/A | 0
|  |  |  | 752 | 0.015473 | #N/A | 0 | 0 | #N/A | 0
|  |  |  | 753 | 0.015508 | #N/A | 0 | 0 | #N/A | 0
|  |  |  | 754 | 0.015543 | #N/A | 0 | 0 | #N/A | 0
|  |  |  | 755 | 0.015577 | #N/A | 0 | 0 | #N/A | 0
|  |  |  | 756 | 0.015612 | #N/A | 0 | 0 | #N/A | 0
|  |  |  | 757 | 0.015646 | #N/A | 0 | 0 | #N/A | 0
|  |  |  | 758 | 0.015681 | #N/A | 0 | 0 | #N/A | 0
|  |  |  | 759 | 0.015715 | #N/A | 0 | 0 | #N/A | 0
|  |  |  | 760 | 0.015749 | #N/A | 0 | 0 | #N/A | 0
|  |  |  | 761 | 0.015783 | #N/A | 0 | 0 | #N/A | 0
|  |  |  | 762 | 0.015817 | #N/A | 0 | 0 | #N/A | 0
|  |  |  | 763 | 0.01585 | #N/A | 0 | 0 | #N/A | 0
|  |  |  | 764 | 0.015884 | #N/A | 0 | 0 | #N/A | 0
|  |  |  | 765 | 0.015917 | #N/A | 0 | 0 | #N/A | 0
|  |  |  | 766 | 0.01595 | #N/A | 0 | 0 | #N/A | 0
|  |  |  | 767 | 0.015983 | #N/A | 0 | 0 | #N/A | 0
|  |  |  | 768 | 0.016016 | #N/A | 0 | 0 | #N/A | 0
|  |  |  | 769 | 0.016048 | #N/A | 0 | 0 | #N/A | 0
|  |  |  | 770 | 0.016081 | #N/A | 0 | 0 | #N/A | 0
|  |  |  | 771 | 0.016113 | #N/A | 0 | 0 | #N/A | 0
|  |  |  | 772 | 0.016146 | #N/A | 0 | 0 | #N/A | 0
|  |  |  | 773 | 0.016178 | #N/A | 0 | 0 | #N/A | 0
|  |  |  | 774 | 0.016209 | #N/A | 0 | 0 | #N/A | 0
|  |  |  | 775 | 0.016241 | #N/A | 0 | 0 | #N/A | 0
|  |  |  | 776 | 0.016273 | #N/A | 0 | 0 | #N/A | 0
|  |  |  | 777 | 0.016304 | #N/A | 0 | 0 | #N/A | 0
|  |  |  | 778 | 0.016335 | #N/A | 0 | 0 | #N/A | 0
|  |  |  | 779 | 0.016367 | #N/A | 0 | 0 | #N/A | 0
|  |  |  | 780 | 0.016398 | #N/A | 0 | 0 | #N/A | 0
[6 empty] | #N/A | 0 | 0 | #N/A | 0
[6 empty] | #N/A | 0 | 0 | #N/A | 0
[6 empty] | #N/A | 0 | 0 | #N/A | 0
[6 empty] | #N/A | 0 | 0 | #N/A | 0
[6 empty] | #N/A | 0 | 0 | #N/A | 0
[6 empty] | #N/A | 0 | 0 | #N/A | 0
[6 empty] | #N/A | 0 | 0 | #N/A | 0
[6 empty] | #N/A | 0 | 0 | #N/A | 0
[6 empty] | #N/A | 0 | 0 | #N/A | 0
[6 empty] | #N/A | 0 | 0 | #N/A | 0
[6 empty] | #N/A | 0 | 0 | #N/A | 0
[6 empty] | #N/A | 0 | 0 | #N/A | 0
[6 empty] | #N/A | 0 | 0 | #N/A | 0
[6 empty] | #N/A | 0 | 0 | #N/A | 0
[6 empty] | #N/A | 0 | 0 | #N/A | 0
[6 empty] | #N/A | 0 | 0 | #N/A | 0
[6 empty] | #N/A | 0 | 0 | #N/A | 0
[6 empty] | #N/A | 0 | 0 | #N/A | 0
[6 empty] | #N/A | 0 | 0 | #N/A | 0
[6 empty] | #N/A | 0 | 0 | #N/A | 0
[6 empty] | #N/A | 0 | 0 | #N/A | 0
[6 empty] | #N/A | 0 | 0 | #N/A | 0
[6 empty] | #N/A | 0 | 0 | #N/A | 0
[6 empty] | #N/A | 0 | 0 | #N/A | 0
[6 empty] | #N/A | 0 | 0 | #N/A | 0
[6 empty] | #N/A | 0 | 0 | #N/A | 0
[6 empty] | #N/A | 0 | 0 | #N/A | 0
[6 empty] | #N/A | 0 | 0 | #N/A | 0
[6 empty] | #N/A | 0 | 0 | #N/A | 0
[6 empty] | #N/A | 0 | 0 | #N/A | 0
[6 empty] | #N/A | 0 | 0 | #N/A | 0
[6 empty] | #N/A | 0 | 0 | #N/A | 0
[6 empty] | #N/A | 0 | 0 | #N/A | 0
[6 empty] | #N/A | 0 | 0 | #N/A | 0
[6 empty] | #N/A | 0 | 0 | #N/A | 0
[6 empty] | #N/A | 0 | 0 | #N/A | 0
[6 empty] | #N/A | 0 | 0 | #N/A | 0
[6 empty] | #N/A | 0 | 0 | #N/A | 0
[6 empty] | #N/A | 0 | 0 | #N/A | 0
[6 empty] | #N/A | 0 | 0 | #N/A | 0
[6 empty] | #N/A | 0 | 0 | #N/A | 0
[6 empty] | #N/A | 0 | 0 | #N/A | 0
[6 empty] | #N/A | 0 | 0 | #N/A | 0
[6 empty] | #N/A | 0 | 0 | #N/A | 0
[6 empty] | #N/A | 0 | 0 | #N/A | 0
[6 empty] | #N/A | 0 | 0 | #N/A | 0
[6 empty] | #N/A | 0 | 0 | #N/A | 0
[6 empty] | #N/A | 0 | 0 | #N/A | 0
[6 empty] | #N/A | 0 | 0 | #N/A | 0
[6 empty] | #N/A | 0 | 0 | #N/A | 0
[6 empty] | #N/A | 0 | 0 | #N/A | 0
[6 empty] | #N/A | 0 | 0 | #N/A | 0
[6 empty] | #N/A | 0 | 0 | #N/A | 0
[6 empty] | #N/A | 0 | 0 | #N/A | 0
[6 empty] | #N/A | 0 | 0 | #N/A | 0
[6 empty] | #N/A | 0 | 0 | #N/A | 0
[6 empty] | #N/A | 0 | 0 | #N/A | 0
[6 empty] | #N/A | 0 | 0 | #N/A | 0
[6 empty] | #N/A | 0 | 0 | #N/A | 0
[6 empty] | #N/A | 0 | 0 | #N/A | 0
[6 empty] | #N/A | 0 | 0 | #N/A | 0
[6 empty] | #N/A | 0 | 0 | #N/A | 0
[6 empty] | #N/A | 0 | 0 | #N/A | 0
[6 empty] | #N/A | 0 | 0 | #N/A | 0
[6 empty] | #N/A | 0 | 0 | #N/A | 0
[6 empty] | #N/A | 0 | 0 | #N/A | 0
[6 empty] | #N/A | 0 | 0 | #N/A | 0
[6 empty] | #N/A | 0 | 0 | #N/A | 0
[6 empty] | #N/A | 0 | 0 | #N/A | 0
[6 empty] | #N/A | 0 | 0 | #N/A | 0
[6 empty] | #N/A | 0 | 0 | #N/A | 0
[6 empty] | #N/A | 0 | 0 | #N/A | 0
[6 empty] | #N/A | 0 | 0 | #N/A | 0
[6 empty] | #N/A | 0 | 0 | #N/A | 0
[6 empty] | #N/A | 0 | 0 | #N/A | 0
[6 empty] | #N/A | 0 | 0 | #N/A | 0
[6 empty] | #N/A | 0 | 0 | #N/A | 0
[6 empty] | #N/A | 0 | 0 | #N/A | 0
[6 empty] | #N/A | 0 | 0 | #N/A | 0
[6 empty] | #N/A | 0 | 0 | #N/A | 0
[6 empty] | #N/A | 0 | 0 | #N/A | 0
[6 empty] | #N/A | 0 | 0 | #N/A | 0
[6 empty] | #N/A | 0 | 0 | #N/A | 0
[6 empty] | #N/A | 0 | 0 | #N/A | 0
[6 empty] | #N/A | 0 | 0 | #N/A | 0
[6 empty] | #N/A | 0 | 0 | #N/A | 0
[6 empty] | #N/A | 0 | 0 | #N/A | 0
[6 empty] | #N/A | 0 | 0 | #N/A | 0
[6 empty] | #N/A | 0 | 0 | #N/A | 0
[6 empty] | #N/A | 0 | 0 | #N/A | 0
[6 empty] | #N/A | 0 | 0 | #N/A | 0
[6 empty] | #N/A | 0 | 0 | #N/A | 0
[6 empty] | #N/A | 0 | 0 | #N/A | 0
[6 empty] | #N/A | 0 | 0 | #N/A | 0
[6 empty] | #N/A | 0 | 0 | #N/A | 0
[6 empty] | #N/A | 0 | 0 | #N/A | 0
[6 empty] | #N/A | 0 | 0 | #N/A | 0
[6 empty] | #N/A | 0 | 0 | #N/A | 0
[6 empty] | #N/A | 0 | 0 | #N/A | 0
[6 empty] | #N/A | 0 | 0 | #N/A | 0
[6 empty] | #N/A | 0 | 0 | #N/A | 0
[6 empty] | #N/A | 0 | 0 | #N/A | 0
[6 empty] | #N/A | 0 | 0 | #N/A | 0
[6 empty] | #N/A | 0 | 0 | #N/A | 0
[6 empty] | #N/A | 0 | 0 | #N/A | 0
[6 empty] | #N/A | 0 | 0 | #N/A | 0
[6 empty] | #N/A | 0 | 0 | #N/A | 0
[6 empty] | #N/A | 0 | 0 | #N/A | 0
[6 empty] | #N/A | 0 | 0 | #N/A | 0
[6 empty] | #N/A | 0 | 0 | #N/A | 0
[6 empty] | #N/A | 0 | 0 | #N/A | 0
[6 empty] | #N/A | 0 | 0 | #N/A | 0
[6 empty] | #N/A | 0 | 0 | #N/A | 0
[6 empty] | #N/A | 0 | 0 | #N/A | 0
[6 empty] | #N/A | 0 | 0 | #N/A | 0
[6 empty] | #N/A | 0 | 0 | #N/A | 0
[6 empty] | #N/A | 0 | 0 | #N/A | 0
[6 empty] | #N/A | 0 | 0 | #N/A | 0
[6 empty] | #N/A | 0 | 0 | #N/A | 0
[6 empty] | #N/A | 0 | 0 | #N/A | 0
[6 empty] | #N/A | 0 | 0 | #N/A | 0
[6 empty] | #N/A | 0 | 0 | #N/A | 0
[6 empty] | #N/A | 0 | 0 | #N/A | 0
[6 empty] | #N/A | 0 | 0 | #N/A | 0
[6 empty] | #N/A | 0 | 0 | #N/A | 0
[6 empty] | #N/A | 0 | 0 | #N/A | 0
[6 empty] | #N/A | 0 | 0 | #N/A | 0
[6 empty] | #N/A | 0 | 0 | #N/A | 0
[6 empty] | #N/A | 0 | 0 | #N/A | 0
[6 empty] | #N/A | 0 | 0 | #N/A | 0
[6 empty] | #N/A | 0 | 0 | #N/A | 0
[6 empty] | #N/A | 0 | 0 | #N/A | 0
[6 empty] | #N/A | 0 | 0 | #N/A | 0
[6 empty] | #N/A | 0 | 0 | #N/A | 0
[6 empty] | #N/A | 0 | 0 | #N/A | 0
[6 empty] | #N/A | 0 | 0 | #N/A | 0
[6 empty] | #N/A | 0 | 0 | #N/A | 0
[6 empty] | #N/A | 0 | 0 | #N/A | 0
[6 empty] | #N/A | 0 | 0 | #N/A | 0
[6 empty] | #N/A | 0 | 0 | #N/A | 0
[6 empty] | #N/A | 0 | 0 | #N/A | 0
[6 empty] | #N/A | 0 | 0 | #N/A | 0
[6 empty] | #N/A | 0 | 0 | #N/A | 0
[6 empty] | #N/A | 0 | 0 | #N/A | 0
[6 empty] | #N/A | 0 | 0 | #N/A | 0
[6 empty] | #N/A | 0 | 0 | #N/A | 0
[6 empty] | #N/A | 0 | 0 | #N/A | 0
[6 empty] | #N/A | 0 | 0 | #N/A | 0
[6 empty] | #N/A | 0 | 0 | #N/A | 0
[6 empty] | #N/A | 0 | 0 | #N/A | 0
[6 empty] | #N/A | 0 | 0 | #N/A | 0
[6 empty] | #N/A | 0 | 0 | #N/A | 0
[6 empty] | #N/A | 0 | 0 | #N/A | 0
[6 empty] | #N/A | 0 | 0 | #N/A | 0
[6 empty] | #N/A | 0 | 0 | #N/A | 0
[6 empty] | #N/A | 0 | 0 | #N/A | 0
[6 empty] | #N/A | 0 | 0 | #N/A | 0
[6 empty] | #N/A | 0 | 0 | #N/A | 0
[6 empty] | #N/A | 0 | 0 | #N/A | 0
[6 empty] | #N/A | 0 | 0 | #N/A | 0
[6 empty] | #N/A | 0 | 0 | #N/A | 0
[6 empty] | #N/A | 0 | 0 | #N/A | 0
[6 empty] | #N/A | 0 | 0 | #N/A | 0
[6 empty] | #N/A | 0 | 0 | #N/A | 0
[6 empty] | #N/A | 0 | 0 | #N/A | 0
[6 empty] | #N/A | 0 | 0 | #N/A | 0
[6 empty] | #N/A | 0 | 0 | #N/A | 0
[6 empty] | #N/A | 0 | 0 | #N/A | 0
[6 empty] | #N/A | 0 | 0 | #N/A | 0
[6 empty] | #N/A | 0 | 0 | #N/A | 0
[6 empty] | #N/A | 0 | 0 | #N/A | 0
[6 empty] | #N/A | 0 | 0 | #N/A | 0
[6 empty] | #N/A | 0 | 0 | #N/A | 0
[6 empty] | #N/A | 0 | 0 | #N/A | 0
[6 empty] | #N/A | 0 | 0 | #N/A | 0
[6 empty] | #N/A | 0 | 0 | #N/A | 0
[6 empty] | #N/A | 0 | 0 | #N/A | 0
[6 empty] | #N/A | 0 | 0 | #N/A | 0
[6 empty] | #N/A | 0 | 0 | #N/A | 0
[6 empty] | #N/A | 0 | 0 | #N/A | 0
[6 empty] | #N/A | 0 | 0 | #N/A | 0
[6 empty] | #N/A | 0 | 0 | #N/A | 0
[6 empty] | #N/A | 0 | 0 | #N/A | 0
[6 empty] | #N/A | 0 | 0 | #N/A | 0
[6 empty] | #N/A | 0 | 0 | #N/A | 0
[6 empty] | #N/A | 0 | 0 | #N/A | 0
[6 empty] | #N/A | 0 | 0 | #N/A | 0
[6 empty] | #N/A | 0 | 0 | #N/A | 0
[6 empty] | #N/A | 0 | 0 | #N/A | 0
[6 empty] | #N/A | 0 | 0 | #N/A | 0
[6 empty] | #N/A | 0 | 0 | #N/A | 0
[6 empty] | #N/A | 0 | 0 | #N/A | 0
[6 empty] | #N/A | 0 | 0 | #N/A | 0
[6 empty] | #N/A | 0 | 0 | #N/A | 0
[6 empty] | #N/A | 0 | 0 | #N/A | 0
[6 empty] | #N/A | 0 | 0 | #N/A | 0
[6 empty] | #N/A | 0 | 0 | #N/A | 0
[6 empty] | #N/A | 0 | 0 | #N/A | 0
[6 empty] | #N/A | 0 | 0 | #N/A | 0
[6 empty] | #N/A | 0 | 0 | #N/A | 0
[6 empty] | #N/A | 0 | 0 | #N/A | 0
[6 empty] | #N/A | 0 | 0 | #N/A | 0
[6 empty] | #N/A | 0 | 0 | #N/A | 0
[6 empty] | #N/A | 0 | 0 | #N/A | 0
[6 empty] | #N/A | 0 | 0 | #N/A | 0
[6 empty] | #N/A | 0 | 0 | #N/A | 0
[6 empty] | #N/A | 0 | 0 | #N/A | 0
[6 empty] | #N/A | 0 | 0 | #N/A | 0
[6 empty] | #N/A | 0 | 0 | #N/A | 0
[6 empty] | #N/A | 0 | 0 | #N/A | 0
[6 empty] | #N/A | 0 | 0 | #N/A | 0
[6 empty] | #N/A | 0 | 0 | #N/A | 0
[6 empty] | #N/A | 0 | 0 | #N/A | 0
[6 empty] | #N/A | 0 | 0 | #N/A | 0
[6 empty] | #N/A | 0 | 0 | #N/A | 0
[6 empty] | #N/A | 0 | 0 | #N/A | 0
[6 empty] | #N/A | 0 | 0 | #N/A | 0
[6 empty] | #N/A | 0 | 0 | #N/A | 0
[6 empty] | #N/A | 0 | 0 | #N/A | 0
[6 empty] | #N/A | 0 | 0 | #N/A | 0
[6 empty] | #N/A | 0 | 0 | #N/A | 0
[6 empty] | #N/A | 0 | 0 | #N/A | 0
[6 empty] | #N/A | 0 | 0 | #N/A | 0
[6 empty] | #N/A | 0 | 0 | #N/A | 0
[6 empty] | #N/A | 0 | 0 | #N/A | 0
[6 empty] | #N/A | 0 | 0 | #N/A | 0
[6 empty] | #N/A | 0 | 0 | #N/A | 0
[6 empty] | #N/A | 0 | 0 | #N/A | 0
[6 empty] | #N/A | 0 | 0 | #N/A | 0
[6 empty] | #N/A | 0 | 0 | #N/A | 0
[6 empty] | #N/A | 0 | 0 | #N/A | 0
[6 empty] | #N/A | 0 | 0 | #N/A | 0
[6 empty] | #N/A | 0 | 0 | #N/A | 0
[6 empty] | #N/A | 0 | 0 | #N/A | 0
[6 empty] | #N/A | 0 | 0 | #N/A | 0
[6 empty] | #N/A | 0 | 0 | #N/A | 0
[6 empty] | #N/A | 0 | 0 | #N/A | 0
[6 empty] | #N/A | 0 | 0 | #N/A | 0
[6 empty] | #N/A | 0 | 0 | #N/A | 0
[6 empty] | #N/A | 0 | 0 | #N/A | 0
[6 empty] | #N/A | 0 | 0 | #N/A | 0
[6 empty] | #N/A | 0 | 0 | #N/A | 0
[6 empty] | #N/A | 0 | 0 | #N/A | 0
[6 empty] | #N/A | 0 | 0 | #N/A | 0
[6 empty] | #N/A | 0 | 0 | #N/A | 0
[6 empty] | #N/A | 0 | 0 | #N/A | 0
[6 empty] | #N/A | 0 | 0 | #N/A | 0
[6 empty] | #N/A | 0 | 0 | #N/A | 0
[6 empty] | #N/A | 0 | 0 | #N/A | 0
[6 empty] | #N/A | 0 | 0 | #N/A | 0
[6 empty] | #N/A | 0 | 0 | #N/A | 0
[6 empty] | #N/A | 0 | 0 | #N/A | 0
[6 empty] | #N/A | 0 | 0 | #N/A | 0
[6 empty] | #N/A | 0 | 0 | #N/A | 0
[6 empty] | #N/A | 0 | 0 | #N/A | 0
[6 empty] | #N/A | 0 | 0 | #N/A | 0
[6 empty] | #N/A | 0 | 0 | #N/A | 0
[6 empty] | #N/A | 0 | 0 | #N/A | 0
[6 empty] | #N/A | 0 | 0 | #N/A | 0
[6 empty] | #N/A | 0 | 0 | #N/A | 0
[6 empty] | #N/A | 0 | 0 | #N/A | 0
[6 empty] | #N/A | 0 | 0 | #N/A | 0
[6 empty] | #N/A | 0 | 0 | #N/A | 0
[6 empty] | #N/A | 0 | 0 | #N/A | 0
[6 empty] | #N/A | 0 | 0 | #N/A | 0
[6 empty] | #N/A | 0 | 0 | #N/A | 0
[6 empty] | #N/A | 0 | 0 | #N/A | 0
[6 empty] | #N/A | 0 | 0 | #N/A | 0
[6 empty] | #N/A | 0 | 0 | #N/A | 0
[6 empty] | #N/A | 0 | 0 | #N/A | 0
[6 empty] | #N/A | 0 | 0 | #N/A | 0
[6 empty] | #N/A | 0 | 0 | #N/A | 0
[6 empty] | #N/A | 0 | 0 | #N/A | 0
[6 empty] | #N/A | 0 | 0 | #N/A | 0
[6 empty] | #N/A | 0 | 0 | #N/A | 0
[6 empty] | #N/A | 0 | 0 | #N/A | 0
[6 empty] | #N/A | 0 | 0 | #N/A | 0
[6 empty] | #N/A | 0 | 0 | #N/A | 0
[6 empty] | #N/A | 0 | 0 | #N/A | 0
[6 empty] | #N/A | 0 | 0 | #N/A | 0
[6 empty] | #N/A | 0 | 0 | #N/A | 0
[6 empty] | #N/A | 0 | 0 | #N/A | 0
[6 empty] | #N/A | 0 | 0 | #N/A | 0
[6 empty] | #N/A | 0 | 0 | #N/A | 0
[6 empty] | #N/A | 0 | 0 | #N/A | 0
[6 empty] | #N/A | 0 | 0 | #N/A | 0
[6 empty] | #N/A | 0 | 0 | #N/A | 0
[6 empty] | #N/A | 0 | 0 | #N/A | 0
[6 empty] | #N/A | 0 | 0 | #N/A | 0
[6 empty] | #N/A | 0 | 0 | #N/A | 0
[6 empty] | #N/A | 0 | 0 | #N/A | 0
[6 empty] | #N/A | 0 | 0 | #N/A | 0
[6 empty] | #N/A | 0 | 0 | #N/A | 0
[6 empty] | #N/A | 0 | 0 | #N/A | 0
[6 empty] | #N/A | 0 | 0 | #N/A | 0
[6 empty] | #N/A | 0 | 0 | #N/A | 0
[6 empty] | #N/A | 0 | 0 | #N/A | 0
[6 empty] | #N/A | 0 | 0 | #N/A | 0
[6 empty] | #N/A | 0 | 0 | #N/A | 0
[6 empty] | #N/A | 0 | 0 | #N/A | 0
[6 empty] | #N/A | 0 | 0 | #N/A | 0
[6 empty] | #N/A | 0 | 0 | #N/A | 0
[6 empty] | #N/A | 0 | 0 | #N/A | 0
[6 empty] | #N/A | 0 | 0 | #N/A | 0
[6 empty] | #N/A | 0 | 0 | #N/A | 0
[6 empty] | #N/A | 0 | 0 | #N/A | 0
[6 empty] | #N/A | 0 | 0 | #N/A | 0
[6 empty] | #N/A | 0 | 0 | #N/A | 0
[6 empty] | #N/A | 0 | 0 | #N/A | 0
[6 empty] | #N/A | 0 | 0 | #N/A | 0
[6 empty] | #N/A | 0 | 0 | #N/A | 0
[6 empty] | #N/A | 0 | 0 | #N/A | 0
[6 empty] | #N/A | 0 | 0 | #N/A | 0
[6 empty] | #N/A | 0 | 0 | #N/A | 0
[6 empty] | #N/A | 0 | 0 | #N/A | 0
[6 empty] | #N/A | 0 | 0 | #N/A | 0
[6 empty] | #N/A | 0 | 0 | #N/A | 0
[6 empty] | #N/A | 0 | 0 | #N/A | 0
[6 empty] | #N/A | 0 | 0 | #N/A | 0
[6 empty] | #N/A | 0 | 0 | #N/A | 0
[6 empty] | #N/A | 0 | 0 | #N/A | 0
[6 empty] | #N/A | 0 | 0 | #N/A | 0
[6 empty] | #N/A | 0 | 0 | #N/A | 0
[6 empty] | #N/A | 0 | 0 | #N/A | 0
[6 empty] | #N/A | 0 | 0 | #N/A | 0
[6 empty] | #N/A | 0 | 0 | #N/A | 0
[6 empty] | #N/A | 0 | 0 | #N/A | 0
[6 empty] | #N/A | 0 | 0 | #N/A | 0
[6 empty] | #N/A | 0 | 0 | #N/A | 0
[6 empty] | #N/A | 0 | 0 | #N/A | 0
[6 empty] | #N/A | 0 | 0 | #N/A | 0
[6 empty] | #N/A | 0 | 0 | #N/A | 0
[6 empty] | #N/A | 0 | 0 | #N/A | 0
[6 empty] | #N/A | 0 | 0 | #N/A | 0
[6 empty] | #N/A | 0 | 0 | #N/A | 0
[6 empty] | #N/A | 0 | 0 | #N/A | 0
[6 empty] | #N/A | 0 | 0 | #N/A | 0
[6 empty] | #N/A | 0 | 0 | #N/A | 0
[6 empty] | #N/A | 0 | 0 | #N/A | 0
[6 empty] | #N/A | 0 | 0 | #N/A | 0
[6 empty] | #N/A | 0 | 0 | #N/A | 0
[6 empty] | #N/A | 0 | 0 | #N/A | 0
[6 empty] | #N/A | 0 | 0 | #N/A | 0
[6 empty] | #N/A | 0 | 0 | #N/A | 0
[6 empty] | #N/A | 0 | 0 | #N/A | 0
[6 empty] | #N/A | 0 | 0 | #N/A | 0
[6 empty] | #N/A | 0 | 0 | #N/A | 0
[6 empty] | #N/A | 0 | 0 | #N/A | 0
[6 empty] | #N/A | 0 | 0 | #N/A | 0
[6 empty] | #N/A | 0 | 0 | #N/A | 0
[6 empty] | #N/A | 0 | 0 | #N/A | 0
[6 empty] | #N/A | 0 | 0 | #N/A | 0
[6 empty] | #N/A | 0 | 0 | #N/A | 0
[6 empty] | #N/A | 0 | 0 | #N/A | 0
[6 empty] | #N/A | 0 | 0 | #N/A | 0
[6 empty] | #N/A | 0 | 0 | #N/A | 0
[6 empty] | #N/A | 0 | 0 | #N/A | 0
[6 empty] | #N/A | 0 | 0 | #N/A | 0
[6 empty] | #N/A | 0 | 0 | #N/A | 0
[6 empty] | #N/A | 0 | 0 | #N/A | 0
[6 empty] | #N/A | 0 | 0 | #N/A | 0
[6 empty] | #N/A | 0 | 0 | #N/A | 0
[6 empty] | #N/A | 0 | 0 | #N/A | 0
[6 empty] | #N/A | 0 | 0 | #N/A | 0
[6 empty] | #N/A | 0 | 0 | #N/A | 0
[6 empty] | #N/A | 0 | 0 | #N/A | 0
[6 empty] | #N/A | 0 | 0 | #N/A | 0
[6 empty] | #N/A | 0 | 0 | #N/A | 0
[6 empty] | #N/A | 0 | 0 | #N/A | 0
[6 empty] | #N/A | 0 | 0 | #N/A | 0
[6 empty] | #N/A | 0 | 0 | #N/A | 0
[6 empty] | #N/A | 0 | 0 | #N/A | 0
[6 empty] | #N/A | 0 | 0 | #N/A | 0
[6 empty] | #N/A | 0 | 0 | #N/A | 0
[6 empty] | #N/A | 0 | 0 | #N/A | 0
[6 empty] | #N/A | 0 | 0 | #N/A | 0
[6 empty] | #N/A | 0 | 0 | #N/A | 0
[6 empty] | #N/A | 0 | 0 | #N/A | 0
[6 empty] | #N/A | 0 | 0 | #N/A | 0
[6 empty] | #N/A | 0 | 0 | #N/A | 0
[6 empty] | #N/A | 0 | 0 | #N/A | 0
[6 empty] | #N/A | 0 | 0 | #N/A | 0
[6 empty] | #N/A | 0 | 0 | #N/A | 0
[6 empty] | #N/A | 0 | 0 | #N/A | 0
[6 empty] | #N/A | 0 | 0 | #N/A | 0
[6 empty] | #N/A | 0 | 0 | #N/A | 0
[6 empty] | #N/A | 0 | 0 | #N/A | 0
[6 empty] | #N/A | 0 | 0 | #N/A | 0
[6 empty] | #N/A | 0 | 0 | #N/A | 0
[6 empty] | #N/A | 0 | 0 | #N/A | 0
[6 empty] | #N/A | 0 | 0 | #N/A | 0
[6 empty] | #N/A | 0 | 0 | #N/A | 0
[6 empty] | #N/A | 0 | 0 | #N/A | 0
[6 empty] | #N/A | 0 | 0 | #N/A | 0
[6 empty] | #N/A | 0 | 0 | #N/A | 0
[6 empty] | #N/A | 0 | 0 | #N/A | 0
[6 empty] | #N/A | 0 | 0 | #N/A | 0
[6 empty] | #N/A | 0 | 0 | #N/A | 0
[6 empty] | #N/A | 0 | 0 | #N/A | 0
[6 empty] | #N/A | 0 | 0 | #N/A | 0
[6 empty] | #N/A | 0 | 0 | #N/A | 0
[6 empty] | #N/A | 0 | 0 | #N/A | 0
[6 empty] | #N/A | 0 | 0 | #N/A | 0
[6 empty] | #N/A | 0 | 0 | #N/A | 0
[6 empty] | #N/A | 0 | 0 | #N/A | 0
[6 empty] | #N/A | 0 | 0 | #N/A | 0
[6 empty] | #N/A | 0 | 0 | #N/A | 0
[6 empty] | #N/A | 0 | 0 | #N/A | 0
[6 empty] | #N/A | 0 | 0 | #N/A | 0
[6 empty] | #N/A | 0 | 0 | #N/A | 0
[6 empty] | #N/A | 0 | 0 | #N/A | 0
[6 empty] | #N/A | 0 | 0 | #N/A | 0
[6 empty] | #N/A | 0 | 0 | #N/A | 0
[6 empty] | #N/A | 0 | 0 | #N/A | 0
[6 empty] | #N/A | 0 | 0 | #N/A | 0
[6 empty] | #N/A | 0 | 0 | #N/A | 0
[6 empty] | #N/A | 0 | 0 | #N/A | 0
[6 empty] | #N/A | 0 | 0 | #N/A | 0
[6 empty] | #N/A | 0 | 0 | #N/A | 0
[6 empty] | #N/A | 0 | 0 | #N/A | 0
[6 empty] | #N/A | 0 | 0 | #N/A | 0
[6 empty] | #N/A | 0 | 0 | #N/A | 0
[6 empty] | #N/A | 0 | 0 | #N/A | 0
[6 empty] | #N/A | 0 | 0 | #N/A | 0
[6 empty] | #N/A | 0 | 0 | #N/A | 0
[6 empty] | #N/A | 0 | 0 | #N/A | 0
[6 empty] | #N/A | 0 | 0 | #N/A | 0
[6 empty] | #N/A | 0 | 0 | #N/A | 0
[6 empty] | #N/A | 0 | 0 | #N/A | 0
[6 empty] | #N/A | 0 | 0 | #N/A | 0
[6 empty] | #N/A | 0 | 0 | #N/A | 0
[6 empty] | #N/A | 0 | 0 | #N/A | 0
[6 empty] | #N/A | 0 | 0 | #N/A | 0
[6 empty] | #N/A | 0 | 0 | #N/A | 0
[6 empty] | #N/A | 0 | 0 | #N/A | 0
[6 empty] | #N/A | 0 | 0 | #N/A | 0
[6 empty] | #N/A | 0 | 0 | #N/A | 0
[6 empty] | #N/A | 0 | 0 | #N/A | 0
[6 empty] | #N/A | 0 | 0 | #N/A | 0
[6 empty] | #N/A | 0 | 0 | #N/A | 0
[6 empty] | #N/A | 0 | 0 | #N/A | 0
[6 empty] | #N/A | 0 | 0 | #N/A | 0
[6 empty] | #N/A | 0 | 0 | #N/A | 0
[6 empty] | #N/A | 0 | 0 | #N/A | 0
[6 empty] | #N/A | 0 | 0 | #N/A | 0
[6 empty] | #N/A | 0 | 0 | #N/A | 0
[6 empty] | #N/A | 0 | 0 | #N/A | 0
[6 empty] | #N/A | 0 | 0 | #N/A | 0
[6 empty] | #N/A | 0 | 0 | #N/A | 0
[6 empty] | #N/A | 0 | 0 | #N/A | 0
[6 empty] | #N/A | 0 | 0 | #N/A | 0
[6 empty] | #N/A | 0 | 0 | #N/A | 0
[6 empty] | #N/A | 0 | 0 | #N/A | 0
[6 empty] | #N/A | 0 | 0 | #N/A | 0
[6 empty] | #N/A | 0 | 0 | #N/A | 0
[6 empty] | #N/A | 0 | 0 | #N/A | 0
[6 empty] | #N/A | 0 | 0 | #N/A | 0
[6 empty] | #N/A | 0 | 0 | #N/A | 0
[6 empty] | #N/A | 0 | 0 | #N/A | 0
[6 empty] | #N/A | 0 | 0 | #N/A | 0
[6 empty] | #N/A | 0 | 0 | #N/A | 0
[6 empty] | #N/A | 0 | 0 | #N/A | 0
[6 empty] | #N/A | 0 | 0 | #N/A | 0
[6 empty] | #N/A | 0 | 0 | #N/A | 0
[6 empty] | #N/A | 0 | 0 | #N/A | 0
[6 empty] | #N/A | 0 | 0 | #N/A | 0
[6 empty] | #N/A | 0 | 0 | #N/A | 0
[6 empty] | #N/A | 0 | 0 | #N/A | 0
[6 empty] | #N/A | 0 | 0 | #N/A | 0
[6 empty] | #N/A | 0 | 0 | #N/A | 0
[6 empty] | #N/A | 0 | 0 | #N/A | 0
[6 empty] | #N/A | 0 | 0 | #N/A | 0
[6 empty] | #N/A | 0 | 0 | #N/A | 0
[6 empty] | #N/A | 0 | 0 | #N/A | 0
[6 empty] | #N/A | 0 | 0 | #N/A | 0
[6 empty] | #N/A | 0 | 0 | #N/A | 0
[6 empty] | #N/A | 0 | 0 | #N/A | 0
[6 empty] | #N/A | 0 | 0 | #N/A | 0
[6 empty] | #N/A | 0 | 0 | #N/A | 0
[6 empty] | #N/A | 0 | 0 | #N/A | 0
[6 empty] | #N/A | 0 | 0 | #N/A | 0
[6 empty] | #N/A | 0 | 0 | #N/A | 0
[6 empty] | #N/A | 0 | 0 | #N/A | 0
[6 empty] | #N/A | 0 | 0 | #N/A | 0
[6 empty] | #N/A | 0 | 0 | #N/A | 0
[6 empty] | #N/A | 0 | 0 | #N/A | 0
[6 empty] | #N/A | 0 | 0 | #N/A | 0
[6 empty] | #N/A | 0 | 0 | #N/A | 0
[6 empty] | #N/A | 0 | 0 | #N/A | 0
[6 empty] | #N/A | 0 | 0 | #N/A | 0
[6 empty] | #N/A | 0 | 0 | #N/A | 0
[6 empty] | #N/A | 0 | 0 | #N/A | 0
[6 empty] | #N/A | 0 | 0 | #N/A | 0
[6 empty] | #N/A | 0 | 0 | #N/A | 0
[6 empty] | #N/A | 0 | 0 | #N/A | 0
[6 empty] | #N/A | 0 | 0 | #N/A | 0
[6 empty] | #N/A | 0 | 0 | #N/A | 0
[6 empty] | #N/A | 0 | 0 | #N/A | 0
[6 empty] | #N/A | 0 | 0 | #N/A | 0
[6 empty] | #N/A | 0 | 0 | #N/A | 0
[6 empty] | #N/A | 0 | 0 | #N/A | 0
[6 empty] | #N/A | 0 | 0 | #N/A | 0
[6 empty] | #N/A | 0 | 0 | #N/A | 0
[6 empty] | #N/A | 0 | 0 | #N/A | 0
[6 empty] | #N/A | 0 | 0 | #N/A | 0
[6 empty] | #N/A | 0 | 0 | #N/A | 0
[6 empty] | #N/A | 0 | 0 | #N/A | 0
[6 empty] | #N/A | 0 | 0 | #N/A | 0
[6 empty] | #N/A | 0 | 0 | #N/A | 0
[6 empty] | #N/A | 0 | 0 | #N/A | 0
[6 empty] | #N/A | 0 | 0 | #N/A | 0
[6 empty] | #N/A | 0 | 0 | #N/A | 0
[6 empty] | #N/A | 0 | 0 | #N/A | 0
[6 empty] | #N/A | 0 | 0 | #N/A | 0
[6 empty] | #N/A | 0 | 0 | #N/A | 0
[6 empty] | #N/A | 0 | 0 | #N/A | 0
[6 empty] | #N/A | 0 | 0 | #N/A | 0
[6 empty] | #N/A | 0 | 0 | #N/A | 0
[6 empty] | #N/A | 0 | 0 | #N/A | 0
[6 empty] | #N/A | 0 | 0 | #N/A | 0
[6 empty] | #N/A | 0 | 0 | #N/A | 0
[6 empty] | #N/A | 0 | 0 | #N/A | 0
[6 empty] | #N/A | 0 | 0 | #N/A | 0
[6 empty] | #N/A | 0 | 0 | #N/A | 0
[6 empty] | #N/A | 0 | 0 | #N/A | 0
[6 empty] | #N/A | 0 | 0 | #N/A | 0
[6 empty] | #N/A | 0 | 0 | #N/A | 0
[6 empty] | #N/A | 0 | 0 | #N/A | 0
[6 empty] | #N/A | 0 | 0 | #N/A | 0
[6 empty] | #N/A | 0 | 0 | #N/A | 0
[6 empty] | #N/A | 0 | 0 | #N/A | 0
[6 empty] | #N/A | 0 | 0 | #N/A | 0
[6 empty] | #N/A | 0 | 0 | #N/A | 0
[6 empty] | #N/A | 0 | 0 | #N/A | 0
[6 empty] | #N/A | 0 | 0 | #N/A | 0
[6 empty] | #N/A | 0 | 0 | #N/A | 0
[6 empty] | #N/A | 0 | 0 | #N/A | 0
[6 empty] | #N/A | 0 | 0 | #N/A | 0
[6 empty] | #N/A | 0 | 0 | #N/A | 0
[6 empty] | #N/A | 0 | 0 | #N/A | 0
[6 empty] | #N/A | 0 | 0 | #N/A | 0
[6 empty] | #N/A | 0 | 0 | #N/A | 0
[6 empty] | #N/A | 0 | 0 | #N/A | 0
[6 empty] | #N/A | 0 | 0 | #N/A | 0
[6 empty] | #N/A | 0 | 0 | #N/A | 0
[6 empty] | #N/A | 0 | 0 | #N/A | 0
[6 empty] | #N/A | 0 | 0 | #N/A | 0
[6 empty] | #N/A | 0 | 0 | #N/A | 0
[6 empty] | #N/A | 0 | 0 | #N/A | 0
[6 empty] | #N/A | 0 | 0 | #N/A | 0
[6 empty] | #N/A | 0 | 0 | #N/A | 0
[6 empty] | #N/A | 0 | 0 | #N/A | 0
[6 empty] | #N/A | 0 | 0 | #N/A | 0
[6 empty] | #N/A | 0 | 0 | #N/A | 0
[6 empty] | #N/A | 0 | 0 | #N/A | 0
[6 empty] | #N/A | 0 | 0 | #N/A | 0
[6 empty] | #N/A | 0 | 0 | #N/A | 0
[6 empty] | #N/A | 0 | 0 | #N/A | 0
[6 empty] | #N/A | 0 | 0 | #N/A | 0
[6 empty] | #N/A | 0 | 0 | #N/A | 0
[6 empty] | #N/A | 0 | 0 | #N/A | 0
[6 empty] | #N/A | 0 | 0 | #N/A | 0
[6 empty] | #N/A | 0 | 0 | #N/A | 0
[6 empty] | #N/A | 0 | 0 | #N/A | 0
[6 empty] | #N/A | 0 | 0 | #N/A | 0
[6 empty] | #N/A | 0 | 0 | #N/A | 0
[6 empty] | #N/A | 0 | 0 | #N/A | 0
[6 empty] | #N/A | 0 | 0 | #N/A | 0
[6 empty] | #N/A | 0 | 0 | #N/A | 0
[6 empty] | #N/A | 0 | 0 | #N/A | 0
[6 empty] | #N/A | 0 | 0 | #N/A | 0
[6 empty] | #N/A | 0 | 0 | #N/A | 0
[6 empty] | #N/A | 0 | 0 | #N/A | 0
[6 empty] | #N/A | 0 | 0 | #N/A | 0
[6 empty] | #N/A | 0 | 0 | #N/A | 0
[6 empty] | #N/A | 0 | 0 | #N/A | 0
[6 empty] | #N/A | 0 | 0 | #N/A | 0
[6 empty] | #N/A | 0 | 0 | #N/A | 0
[6 empty] | #N/A | 0 | 0 | #N/A | 0
[6 empty] | #N/A | 0 | 0 | #N/A | 0
[6 empty] | #N/A | 0 | 0 | #N/A | 0
[6 empty] | #N/A | 0 | 0 | #N/A | 0
[6 empty] | #N/A | 0 | 0 | #N/A | 0
[6 empty] | #N/A | 0 | 0 | #N/A | 0
[6 empty] | #N/A | 0 | 0 | #N/A | 0
[6 empty] | #N/A | 0 | 0 | #N/A | 0
[6 empty] | #N/A | 0 | 0 | #N/A | 0
[6 empty] | #N/A | 0 | 0 | #N/A | 0
[6 empty] | #N/A | 0 | 0 | #N/A | 0
[6 empty] | #N/A | 0 | 0 | #N/A | 0
[6 empty] | #N/A | 0 | 0 | #N/A | 0
[6 empty] | #N/A | 0 | 0 | #N/A | 0
[6 empty] | #N/A | 0 | 0 | #N/A | 0
[6 empty] | #N/A | 0 | 0 | #N/A | 0
[6 empty] | #N/A | 0 | 0 | #N/A | 0
[6 empty] | #N/A | 0 | 0 | #N/A | 0
[6 empty] | #N/A | 0 | 0 | #N/A | 0
[6 empty] | #N/A | 0 | 0 | #N/A | 0
[6 empty] | #N/A | 0 | 0 | #N/A | 0
[6 empty] | #N/A | 0 | 0 | #N/A | 0

## SelectedSPDs
Wavelength (nm) | Equal energy | CIE D65 | CIE A | Xenon 1000W | Soft white 60W A lamp | Enrich 60W A lamp | Halogen 3277K | CFL GE FLE15TBX L LLCD | FO32 835 xp OCTRON 3500K | F34T12 COOL WHITE | Design50 40W | Pulse start MH 320W | Mercury vapor 400w clear | LPS | HPS 400W | LED 2700K LumiledsLXM3_PW81 | LED 6500 K Cree XPG coolwhite | Navy 13000K F20 | Blue LED 470 nm peak | Philips Mastercolor CDM 100W | Promolux F40 | Blue LED | Red LED | User
efficacy (lm/w) | #N/A | #N/A | #N/A | 25.6 | 14 | 11 | 20.4 | 61 | 85.5 | 63 | 50.4 | 72 | 42.4 | 144 | 96 | 65 | 80 | 51.3 | 10 | 65.6 | 40 | 32 | 77 | 0
380 | 1 | 0.424 | 0.045323 | 0.0178 | 0.035374 | 0.028275 | 0.092019 | 0.0020065 | 0.00626 | 0.0292 | 0.0374 | 0.0326 | 0.00519 | 0 | 0.00703 | 0 | 0 | 0.0019196 | 0.00023899 | 0.0629 | 0.0197 | 0 | 0 | 0.04053
382 | 1 | 0.432 | 0.047322 | 0.0198 | 0.034694 | 0.036245 | 0.096995 | 0.0016818 | 0.00459 | 0.0307 | 0.0412 | 0.0382 | 0.0048 | 0 | 0.00665 | 0 | 0 | 0.0017509 | 0.00023899 | 0.0979 | 0.0232 | 0 | 0 | 0.041418
384 | 1 | 0.44 | 0.049381 | 0.0218 | 0.036168 | 0.035153 | 0.10094 | 0.001013 | 0.00181 | 0.0311 | 0.0433 | 0.037 | 0.00464 | 0 | 0.00701 | 0 | 0 | 0.0012933 | 0.00023899 | 0.12 | 0.0243 | 0 | 0 | 0.042318
386 | 1 | 0.448 | 0.0515 | 0.0238 | 0.038776 | 0.037773 | 0.10516 | 0.00054935 | 0.00383 | 0.0391 | 0.0449 | 0.034 | 0.00512 | 0 | 0.00779 | 0 | 0 | 0.00088495 | 0.00023899 | 0.133 | 0.0233 | 0 | 0 | 0.043232
388 | 1 | 0.456 | 0.053679 | 0.0258 | 0.040363 | 0.034061 | 0.10779 | 0.00027727 | 0.00164 | 0.0396 | 0.0502 | 0.0359 | 0.00674 | 0 | 0.00803 | 0 | 0 | 0.00075242 | 0.00047798 | 0.152 | 0.0245 | 0 | 0 | 0.044159
390 | 1 | 0.464 | 0.05592 | 0.0278 | 0.04161 | 0.045415 | 0.11174 | 0.00055714 | 0.00322 | 0.0469 | 0.0579 | 0.203 | 0.0147 | 0.000558 | 0.00879 | 0 | 0 | 0.00088408 | 0.00059667 | 0.144 | 0.0292 | 0 | 0 | 0.0451
392 | 1 | 0.511 | 0.058222 | 0.0298 | 0.046825 | 0.046834 | 0.11559 | 0.00028636 | 0.00766 | 0.0591 | 0.0688 | 0.141 | 0.00513 | 0.00204 | 0.00906 | 0 | 0 | 0.0010744 | 0.00071697 | 0.171 | 0.0371 | 0 | 0 | 0.046054
394 | 1 | 0.559 | 0.060586 | 0.0364 | 0.050794 | 0.05524 | 0.12056 | 0.00012078 | 0.00921 | 0.0736 | 0.0826 | 0.0742 | 0.00598 | 0.000402 | 0.00946 | 0 | 0 | 0.0014369 | 0.0007568 | 0.186 | 0.0427 | 0 | 0 | 0.047022
396 | 1 | 0.607 | 0.063012 | 0.0456 | 0.049773 | 0.050873 | 0.12423 | 9.6104e-05 | 0.0126 | 0.083 | 0.0953 | 0.0535 | 0.00606 | 0.0009 | 0.00971 | 0 | 0 | 0.002167 | 0.00095595 | 0.197 | 0.0459 | 0 | 0 | 0.048003
398 | 1 | 0.654 | 0.065502 | 0.0561 | 0.052834 | 0.054367 | 0.1277 | 0.00016883 | 0.0139 | 0.102 | 0.11 | 0.0399 | 0.0077 | 0.000502 | 0.0101 | 0 | 0 | 0.0033555 | 0.00095595 | 0.17 | 0.0521 | 0 | 0 | 0.048998
400 | 1 | 0.702 | 0.068055 | 0.072 | 0.051134 | 0.055568 | 0.13249 | 0.00016299 | 0.019 | 0.131 | 0.142 | 0.0847 | 0.00879 | 9.88e-05 | 0.0107 | 0.0054054 | 0 | 0.0051635 | 0.0011949 | 0.175 | 0.0639 | 0 | 0 | 0.050007
402 | 1 | 0.717 | 0.070672 | 0.0926 | 0.054535 | 0.060371 | 0.13681 | 0.00032987 | 0.0445 | 0.218 | 0.229 | 0.399 | 0.00993 | 0.000982 | 0.0111 | 0.0054054 | 0.0065862 | 0.049922 | 0.0011949 | 0.204 | 0.0906 | 0 | 0 | 0.051029
404 | 1 | 0.732 | 0.073353 | 0.118 | 0.05771 | 0.061354 | 0.14319 | 0.17403 | 0.065 | 0.301 | 0.325 | 0.313 | 0.343 | 0.000362 | 0.017 | 0.0054054 | 0.0086569 | 0.11315 | 0.0011949 | 0.221 | 0.177 | 0 | 0 | 0.052065
406 | 1 | 0.747 | 0.076099 | 0.155 | 0.058163 | 0.061135 | 0.14638 | 0.046948 | 0.0628 | 0.3 | 0.336 | 0.133 | 0.0316 | 0.000138 | 0.0119 | 0.0054054 | 0.010728 | 0.090052 | 0.0014339 | 0.226 | 0.18 | 0 | 0 | 0.053115
408 | 1 | 0.761 | 0.078909 | 0.192 | 0.062358 | 0.066048 | 0.1523 | 0.017273 | 0.0426 | 0.239 | 0.271 | 0.222 | 0.0312 | 0.000682 | 0.0133 | 0.0054054 | 0.012798 | 0.03955 | 0.0014339 | 0.241 | 0.087 | 0 | 0 | 0.054179
410 | 1 | 0.776 | 0.081785 | 0.246 | 0.065646 | 0.068886 | 0.15502 | 0.0010325 | 0.019 | 0.138 | 0.149 | 0.0683 | 0.0115 | 9.82e-05 | 0.0135 | 0.0054054 | 0.014869 | 0.030813 | 0.0016104 | 0.235 | 0.0503 | 0 | 0 | 0.055257
412 | 1 | 0.78 | 0.084725 | 0.299 | 0.068141 | 0.07369 | 0.16038 | 0.0012208 | 0.0109 | 0.11 | 0.106 | 0.0506 | 0.00749 | 1.21e-06 | 0.0139 | 0.007854 | 0.016956 | 0.036799 | 0.0016838 | 0.295 | 0.0473 | 0 | 0 | 0.056349
414 | 1 | 0.783 | 0.087732 | 0.348 | 0.070295 | 0.074891 | 0.16526 | 0.0016753 | 0.0129 | 0.109 | 0.104 | 0.12 | 0.00503 | 0.000295 | 0.0145 | 0.010303 | 0.024411 | 0.046964 | 0.0019947 | 0.312 | 0.049 | 0 | 0 | 0.057455
416 | 1 | 0.786 | 0.090804 | 0.399 | 0.07415 | 0.077074 | 0.17108 | 0.0013182 | 0.0141 | 0.115 | 0.108 | 0.157 | 0.00648 | 1.21e-06 | 0.0152 | 0.012751 | 0.031865 | 0.058374 | 0.0024613 | 0.308 | 0.0506 | 0 | 0 | 0.058576
418 | 1 | 0.79 | 0.093941 | 0.443 | 0.07483 | 0.078166 | 0.17653 | 0.0010909 | 0.0159 | 0.121 | 0.115 | 0.0607 | 0.00478 | 0.000225 | 0.0162 | 0.017332 | 0.042075 | 0.071211 | 0.003082 | 0.301 | 0.0529 | 0 | 0 | 0.05971
420 | 1 | 0.793 | 0.097145 | 0.483 | 0.080612 | 0.082969 | 0.18188 | 0.00067532 | 0.018 | 0.129 | 0.122 | 0.0541 | 0.00611 | 0.000356 | 0.0164 | 0.026426 | 0.059469 | 0.08558 | 0.0044997 | 0.316 | 0.0571 | 0 | 0 | 0.060859
422 | 1 | 0.781 | 0.10041 | 0.505 | 0.08322 | 0.085371 | 0.18911 | 0.00041494 | 0.0224 | 0.14 | 0.132 | 0.0788 | 0.00715 | 0.000653 | 0.0174 | 0.035521 | 0.076863 | 0.10112 | 0.0075775 | 0.329 | 0.0605 | 0 | 0 | 0.062022
424 | 1 | 0.77 | 0.10375 | 0.515 | 0.083787 | 0.087882 | 0.19315 | 0.00034091 | 0.0297 | 0.158 | 0.15 | 0.196 | 0.00907 | 0.000276 | 0.0176 | 0.044616 | 0.10481 | 0.11851 | 0.0084855 | 0.355 | 0.0703 | 0 | 0 | 0.063199
426 | 1 | 0.759 | 0.10715 | 0.529 | 0.087528 | 0.091594 | 0.19803 | 0.00064545 | 0.0402 | 0.185 | 0.178 | 0.0628 | 0.0108 | 0.000442 | 0.019 | 0.057297 | 0.14136 | 0.13659 | 0.012236 | 0.311 | 0.0892 | 0.02381 | 0 | 0.064391
428 | 1 | 0.747 | 0.11062 | 0.545 | 0.091043 | 0.093122 | 0.20432 | 0.00050779 | 0.0536 | 0.219 | 0.214 | 0.0582 | 0.0119 | 0.000606 | 0.0195 | 0.076396 | 0.1779 | 0.15476 | 0.017592 | 0.294 | 0.106 | 0.02381 | 0 | 0.065596
430 | 1 | 0.736 | 0.11415 | 0.55 | 0.094671 | 0.093668 | 0.20836 | 0.00048312 | 0.0728 | 0.267 | 0.261 | 0.0614 | 0.0152 | 0.000794 | 0.0209 | 0.095495 | 0.21444 | 0.17336 | 0.022452 | 0.324 | 0.125 | 0.02381 | 0 | 0.066817
432 | 1 | 0.767 | 0.11775 | 0.561 | 0.096032 | 0.098253 | 0.21549 | 0.00083117 | 0.14 | 0.444 | 0.421 | 0.174 | 0.0177 | 0.00031 | 0.0227 | 0.11459 | 0.25098 | 0.20173 | 0.029383 | 0.268 | 0.163 | 0.02381 | 0 | 0.068051
434 | 1 | 0.797 | 0.12142 | 0.571 | 0.10034 | 0.10087 | 0.22169 | 0.052532 | 0.29 | 0.837 | 0.796 | 0.0798 | 0.103 | 0.000145 | 0.0218 | 0.14182 | 0.32682 | 0.4186 | 0.036957 | 0.265 | 0.372 | 0.047619 | 0 | 0.069301
436 | 1 | 0.828 | 0.12515 | 0.582 | 0.10465 | 0.10502 | 0.22704 | 0.49156 | 0.341 | 1 | 1 | 0.472 | 0.452 | 0.000108 | 0.029 | 0.18143 | 0.4062 | 0.59792 | 0.048739 | 0.378 | 0.743 | 0.047619 | 0 | 0.070565
438 | 1 | 0.859 | 0.12895 | 0.598 | 0.10522 | 0.10775 | 0.23183 | 0.0013247 | 0.294 | 0.912 | 0.977 | 0.116 | 0.0464 | 0.00011 | 0.0278 | 0.22105 | 0.50236 | 0.41514 | 0.065061 | 0.281 | 0.462 | 0.071429 | 0 | 0.071843
440 | 1 | 0.89 | 0.13281 | 0.603 | 0.10952 | 0.11463 | 0.23878 | 0.0007987 | 0.149 | 0.487 | 0.542 | 0.0882 | 0.015 | 0.000431 | 0.0283 | 0.2749 | 0.6179 | 0.25372 | 0.08551 | 0.277 | 0.119 | 0.095238 | 0 | 0.073136
442 | 1 | 0.911 | 0.13674 | 0.608 | 0.1127 | 0.12118 | 0.24498 | 0.0003513 | 0.0583 | 0.21 | 0.217 | 0.0697 | 0.0117 | 0.00046 | 0.0228 | 0.33129 | 0.73345 | 0.26306 | 0.11012 | 0.264 | 0.103 | 0.11905 | 0 | 0.074444
444 | 1 | 0.931 | 0.14073 | 0.614 | 0.11678 | 0.12227 | 0.24911 | 0.00026948 | 0.0549 | 0.199 | 0.204 | 0.0394 | 0.00892 | 0.000179 | 0.0176 | 0.39123 | 0.85618 | 0.2718 | 0.14038 | 0.289 | 0.106 | 0.14286 | 0 | 0.075766
446 | 1 | 0.952 | 0.14479 | 0.624 | 0.12132 | 0.12664 | 0.25305 | 0.00031429 | 0.0561 | 0.203 | 0.211 | 0.0354 | 0.00797 | 0.00011 | 0.0237 | 0.42126 | 0.97161 | 0.27889 | 0.18091 | 0.291 | 0.112 | 0.19048 | 0 | 0.077103
448 | 1 | 0.973 | 0.14891 | 0.667 | 0.12812 | 0.13319 | 0.25803 | 0.00031299 | 0.0579 | 0.21 | 0.219 | 0.0331 | 0.0071 | 0.000478 | 0.0343 | 0.4205 | 1 | 0.28339 | 0.23016 | 0.261 | 0.117 | 0.2381 | 0 | 0.078455
450 | 1 | 0.993 | 0.15309 | 0.698 | 0.13379 | 0.13646 | 0.26357 | 0.00033506 | 0.0593 | 0.218 | 0.228 | 0.042 | 0.00666 | 2.65e-05 | 0.0536 | 0.40671 | 0.93995 | 0.28573 | 0.29155 | 0.241 | 0.122 | 0.28571 | 0 | 0.079821
452 | 1 | 0.995 | 0.15734 | 0.735 | 0.13605 | 0.13646 | 0.26995 | 0.00042338 | 0.0603 | 0.223 | 0.236 | 0.0341 | 0.00555 | 1.21e-06 | 0.0325 | 0.35928 | 0.86078 | 0.28426 | 0.36191 | 0.28 | 0.127 | 0.35714 | 0 | 0.081202
454 | 1 | 0.996 | 0.16165 | 0.725 | 0.13946 | 0.14301 | 0.27615 | 0.00037078 | 0.0606 | 0.227 | 0.243 | 0.0538 | 0.00519 | 0.000422 | 0.0305 | 0.30879 | 0.75 | 0.28192 | 0.44525 | 0.27 | 0.131 | 0.45238 | 0 | 0.082597
456 | 1 | 0.997 | 0.16602 | 0.725 | 0.14399 | 0.14956 | 0.28047 | 0.00036494 | 0.0609 | 0.231 | 0.251 | 0.055 | 0.0055 | 0.000174 | 0.02 | 0.25877 | 0.61937 | 0.27716 | 0.53349 | 0.302 | 0.135 | 0.52381 | 0 | 0.084007
458 | 1 | 0.999 | 0.17046 | 0.751 | 0.14966 | 0.14956 | 0.28582 | 0.00031753 | 0.0588 | 0.235 | 0.256 | 0.0504 | 0.00461 | 1.21e-06 | 0.015 | 0.22491 | 0.48181 | 0.27076 | 0.62847 | 0.306 | 0.138 | 0.61905 | 0 | 0.085433
460 | 1 | 1 | 0.17496 | 0.788 | 0.15306 | 0.15393 | 0.29277 | 0.00027792 | 0.0581 | 0.24 | 0.262 | 0.0593 | 0.00405 | 0.000136 | 0.0158 | 0.20661 | 0.41628 | 0.2628 | 0.72643 | 0.315 | 0.14 | 0.71429 | 0 | 0.086872
462 | 1 | 0.995 | 0.17952 | 0.836 | 0.1576 | 0.1583 | 0.29587 | 0.00036299 | 0.0578 | 0.242 | 0.267 | 0.0302 | 0.00404 | 0.00029 | 0.0236 | 0.19002 | 0.36515 | 0.25303 | 0.8207 | 0.32 | 0.143 | 0.80952 | 0 | 0.088327
464 | 1 | 0.99 | 0.18414 | 0.878 | 0.15986 | 0.16157 | 0.30329 | 0.00092857 | 0.0561 | 0.245 | 0.273 | 0.0272 | 0.00418 | 0.000213 | 0.0321 | 0.1787 | 0.31402 | 0.2423 | 0.90075 | 0.315 | 0.146 | 0.90476 | 0 | 0.089797
466 | 1 | 0.985 | 0.18882 | 0.952 | 0.16667 | 0.16485 | 0.30685 | 0.0013377 | 0.055 | 0.248 | 0.278 | 0.0462 | 0.00415 | 1.21e-06 | 0.0969 | 0.16738 | 0.2699 | 0.2308 | 0.95676 | 0.284 | 0.148 | 0.95238 | 0 | 0.09128
468 | 1 | 0.98 | 0.19356 | 1 | 0.1712 | 0.16921 | 0.31211 | 0.0013247 | 0.0525 | 0.25 | 0.283 | 0.0512 | 0.00458 | 1.21e-06 | 0.0935 | 0.15656 | 0.24299 | 0.21938 | 0.9921 | 0.312 | 0.15 | 1 | 0 | 0.092779
470 | 1 | 0.975 | 0.19836 | 0.963 | 0.17574 | 0.17031 | 0.32141 | 0.00062143 | 0.0501 | 0.252 | 0.288 | 0.0624 | 0.00402 | 4.95e-05 | 0.0377 | 0.14595 | 0.21607 | 0.20787 | 1 | 0.285 | 0.151 | 1 | 0 | 0.094293
472 | 1 | 0.977 | 0.20322 | 0.905 | 0.18254 | 0.17358 | 0.32732 | 0.0011169 | 0.0486 | 0.254 | 0.292 | 0.147 | 0.00422 | 0.000138 | 0.0221 | 0.13655 | 0.18934 | 0.19559 | 0.98526 | 0.308 | 0.154 | 0.97619 | 0 | 0.095821
474 | 1 | 0.979 | 0.20813 | 0.868 | 0.18594 | 0.18013 | 0.33305 | 0.0011818 | 0.048 | 0.255 | 0.299 | 0.503 | 0.00461 | 1.05e-05 | 0.0225 | 0.13401 | 0.17278 | 0.18322 | 0.94257 | 0.292 | 0.154 | 0.92857 | 0 | 0.097365
476 | 1 | 0.98 | 0.21311 | 0.799 | 0.18821 | 0.1845 | 0.33887 | 0.00091558 | 0.0476 | 0.257 | 0.303 | 0.0945 | 0.00418 | 0.000541 | 0.0268 | 0.13568 | 0.15621 | 0.17128 | 0.88432 | 0.271 | 0.155 | 0.88095 | 0 | 0.098923
478 | 1 | 0.982 | 0.21814 | 0.767 | 0.19388 | 0.18996 | 0.34451 | 0.0017922 | 0.0493 | 0.258 | 0.307 | 0.0896 | 0.00427 | 0.000145 | 0.01 | 0.13886 | 0.13965 | 0.16133 | 0.80733 | 0.299 | 0.156 | 0.80952 | 0 | 0.1005
480 | 1 | 0.984 | 0.22322 | 0.804 | 0.20068 | 0.19651 | 0.35211 | 0.0048377 | 0.0619 | 0.259 | 0.313 | 0.0352 | 0.00422 | 0.000101 | 0.00842 | 0.14516 | 0.13237 | 0.1583 | 0.72449 | 0.278 | 0.157 | 0.71429 | 0 | 0.10208
482 | 1 | 0.972 | 0.22836 | 0.841 | 0.20408 | 0.20306 | 0.35587 | 0.01461 | 0.0948 | 0.261 | 0.317 | 0.0512 | 0.00427 | 0.000336 | 0.0086 | 0.15495 | 0.12823 | 0.17526 | 0.64338 | 0.277 | 0.157 | 0.64286 | 0 | 0.10369
484 | 1 | 0.96 | 0.23356 | 0.836 | 0.20975 | 0.2107 | 0.36282 | 0.042078 | 0.15 | 0.26 | 0.32 | 0.109 | 0.00468 | 0.000181 | 0.00961 | 0.16475 | 0.12409 | 0.22457 | 0.56694 | 0.262 | 0.157 | 0.57143 | 0 | 0.1053
486 | 1 | 0.948 | 0.2388 | 0.794 | 0.21542 | 0.21834 | 0.37023 | 0.076623 | 0.209 | 0.261 | 0.324 | 0.0478 | 0.00419 | 0.000829 | 0.0107 | 0.17454 | 0.12465 | 0.28019 | 0.49369 | 0.238 | 0.157 | 0.5 | 0 | 0.10693
488 | 1 | 0.936 | 0.24411 | 0.767 | 0.21995 | 0.22271 | 0.37681 | 0.083117 | 0.241 | 0.261 | 0.328 | 0.0512 | 0.00538 | 0.000258 | 0.0128 | 0.18799 | 0.13039 | 0.29689 | 0.42564 | 0.296 | 0.157 | 0.42857 | 0 | 0.10858
490 | 1 | 0.924 | 0.24946 | 0.794 | 0.22449 | 0.23035 | 0.38178 | 0.074026 | 0.237 | 0.261 | 0.331 | 0.0472 | 0.00517 | 0.000735 | 0.0175 | 0.2024 | 0.13612 | 0.27379 | 0.36659 | 0.279 | 0.158 | 0.35714 | 0 | 0.11024
492 | 1 | 0.925 | 0.25486 | 0.825 | 0.23016 | 0.2369 | 0.38789 | 0.062403 | 0.206 | 0.261 | 0.335 | 0.0577 | 0.013 | 0.000149 | 0.0216 | 0.21681 | 0.14185 | 0.23694 | 0.31643 | 0.282 | 0.159 | 0.30952 | 0 | 0.11192
494 | 1 | 0.926 | 0.26032 | 0.815 | 0.23583 | 0.23908 | 0.3938 | 0.049026 | 0.17 | 0.259 | 0.338 | 0.0642 | 0.00521 | 0.000526 | 0.0236 | 0.23122 | 0.15752 | 0.2 | 0.27213 | 0.288 | 0.156 | 0.2619 | 0 | 0.11361
496 | 1 | 0.927 | 0.26583 | 0.772 | 0.24036 | 0.24345 | 0.40075 | 0.039416 | 0.138 | 0.256 | 0.339 | 0.0523 | 0.00577 | 0.000381 | 0.0582 | 0.24563 | 0.1739 | 0.1692 | 0.23181 | 0.289 | 0.153 | 0.2381 | 0 | 0.11531
498 | 1 | 0.927 | 0.27138 | 0.746 | 0.24717 | 0.24672 | 0.40629 | 0.032143 | 0.107 | 0.254 | 0.341 | 0.133 | 0.00426 | 0.000953 | 0.349 | 0.25962 | 0.19027 | 0.13997 | 0.19834 | 0.302 | 0.152 | 0.19048 | 0 | 0.11703
500 | 1 | 0.928 | 0.27698 | 0.741 | 0.25283 | 0.25 | 0.41305 | 0.017792 | 0.0759 | 0.253 | 0.346 | 0.0609 | 0.00412 | 0.00112 | 0.179 | 0.27302 | 0.20949 | 0.10484 | 0.1689 | 0.303 | 0.15 | 0.16667 | 0 | 0.11877
502 | 1 | 0.926 | 0.28263 | 0.746 | 0.25737 | 0.25218 | 0.41934 | 0.0082468 | 0.0487 | 0.252 | 0.35 | 0.0971 | 0.00407 | 0.000552 | 0.0374 | 0.28642 | 0.2289 | 0.075208 | 0.14333 | 0.311 | 0.15 | 0.14286 | 0 | 0.12051
504 | 1 | 0.923 | 0.28833 | 0.746 | 0.26304 | 0.25328 | 0.4261 | 0.0042403 | 0.0308 | 0.251 | 0.354 | 0.0591 | 0.00475 | 0.000379 | 0.0191 | 0.29983 | 0.24831 | 0.058253 | 0.122 | 0.377 | 0.147 | 0.11905 | 0 | 0.12228
506 | 1 | 0.92 | 0.29407 | 0.746 | 0.26871 | 0.25655 | 0.43455 | 0.0022857 | 0.023 | 0.251 | 0.36 | 0.172 | 0.00437 | 0.000336 | 0.0153 | 0.31323 | 0.26772 | 0.048365 | 0.10353 | 0.369 | 0.145 | 0.095238 | 0 | 0.12406
508 | 1 | 0.918 | 0.29985 | 0.741 | 0.27438 | 0.25546 | 0.43822 | 0.0016883 | 0.0191 | 0.251 | 0.365 | 0.75 | 0.00377 | 0.000641 | 0.0145 | 0.32654 | 0.29114 | 0.041998 | 0.08814 | 0.348 | 0.144 | 0.095238 | 0 | 0.12585
510 | 1 | 0.915 | 0.30568 | 0.741 | 0.28005 | 0.25546 | 0.44479 | 0.002 | 0.0176 | 0.251 | 0.37 | 0.314 | 0.00439 | 0.000125 | 0.0139 | 0.33741 | 0.31754 | 0.037811 | 0.075424 | 0.282 | 0.143 | 0.071429 | 0 | 0.12765
512 | 1 | 0.91 | 0.31155 | 0.746 | 0.28685 | 0.25218 | 0.45324 | 0.0020584 | 0.0172 | 0.252 | 0.373 | 0.0835 | 0.00472 | 0.000211 | 0.0141 | 0.34829 | 0.34395 | 0.034481 | 0.064174 | 0.335 | 0.141 | 0.071429 | 0 | 0.12948
514 | 1 | 0.905 | 0.31746 | 0.746 | 0.29252 | 0.25328 | 0.45897 | 0.002 | 0.0159 | 0.253 | 0.379 | 0.0296 | 0.00445 | 0.000534 | 0.0225 | 0.35916 | 0.36634 | 0.031375 | 0.054283 | 0.313 | 0.139 | 0.047619 | 0 | 0.13131
516 | 1 | 0.9 | 0.32342 | 0.746 | 0.29819 | 0.26092 | 0.46338 | 0.0018442 | 0.0147 | 0.256 | 0.38 | 0.0335 | 0.00402 | 0.000436 | 0.0753 | 0.37004 | 0.3795 | 0.028304 | 0.048698 | 0.309 | 0.136 | 0.047619 | 0 | 0.13316
518 | 1 | 0.895 | 0.32941 | 0.746 | 0.30385 | 0.26965 | 0.46958 | 0.0014221 | 0.0132 | 0.259 | 0.382 | 0.0211 | 0.00418 | 0.000647 | 0.0206 | 0.38092 | 0.39265 | 0.025164 | 0.041856 | 0.349 | 0.135 | 0.047619 | 0 | 0.13502
520 | 1 | 0.89 | 0.33544 | 0.746 | 0.31066 | 0.27402 | 0.47596 | 0.0011364 | 0.0121 | 0.264 | 0.382 | 0.0541 | 0.00416 | 0.00017 | 0.0133 | 0.39179 | 0.40581 | 0.022258 | 0.034292 | 0.303 | 0.132 | 0.02381 | 0 | 0.1369
522 | 1 | 0.895 | 0.34151 | 0.751 | 0.31746 | 0.27293 | 0.48113 | 0.00082468 | 0.0105 | 0.269 | 0.382 | 0.074 | 0.00478 | 1.21e-06 | 0.0126 | 0.40271 | 0.41896 | 0.019853 | 0.029648 | 0.323 | 0.13 | 0.02381 | 0 | 0.13879
524 | 1 | 0.9 | 0.34762 | 0.746 | 0.32313 | 0.26747 | 0.48592 | 0.00075974 | 0.0105 | 0.277 | 0.379 | 0.0312 | 0.0047 | 0.000382 | 0.0127 | 0.41374 | 0.43125 | 0.017829 | 0.025587 | 0.308 | 0.128 | 0.02381 | 0 | 0.1407
526 | 1 | 0.904 | 0.35376 | 0.746 | 0.32993 | 0.26201 | 0.49239 | 0.0010325 | 0.0106 | 0.285 | 0.379 | 0.0544 | 0.00449 | 0.000735 | 0.013 | 0.42478 | 0.44311 | 0.016228 | 0.023546 | 0.331 | 0.126 | 0.02381 | 0 | 0.14262
528 | 1 | 0.909 | 0.35994 | 0.746 | 0.3356 | 0.26092 | 0.50028 | 0.0013766 | 0.0112 | 0.296 | 0.379 | 0.0587 | 0.00529 | 0.000367 | 0.0131 | 0.43581 | 0.45497 | 0.014991 | 0.018448 | 0.343 | 0.125 | 0.02381 | 0 | 0.14456
530 | 1 | 0.914 | 0.36615 | 0.746 | 0.34354 | 0.26419 | 0.5061 | 0.0014026 | 0.0134 | 0.307 | 0.379 | 0.0425 | 0.0051 | 4.82e-06 | 0.0135 | 0.44685 | 0.46097 | 0.014567 | 0.016428 | 0.386 | 0.123 | 0.02381 | 0 | 0.14651
532 | 1 | 0.909 | 0.3724 | 0.741 | 0.3458 | 0.27511 | 0.51146 | 0.0057468 | 0.0204 | 0.322 | 0.379 | 0.0432 | 0.00604 | 0.000139 | 0.0136 | 0.46007 | 0.46407 | 0.017189 | 0.014376 | 0.391 | 0.124 | 0.02381 | 0 | 0.14847
534 | 1 | 0.903 | 0.37867 | 0.746 | 0.35374 | 0.29039 | 0.51746 | 0.012662 | 0.0321 | 0.338 | 0.379 | 0.232 | 0.00684 | 6.47e-05 | 0.0142 | 0.47329 | 0.46718 | 0.023417 | 0.011985 | 0.537 | 0.124 | 0.02381 | 0 | 0.15045
536 | 1 | 0.898 | 0.38498 | 0.741 | 0.35941 | 0.31004 | 0.52207 | 0.013506 | 0.0659 | 0.356 | 0.376 | 0.134 | 0.00975 | 0.000299 | 0.0143 | 0.48651 | 0.47029 | 0.044152 | 0.010595 | 1 | 0.121 | 0 | 0 | 0.15244
538 | 1 | 0.892 | 0.39132 | 0.741 | 0.36508 | 0.33406 | 0.52958 | 0.044156 | 0.175 | 0.375 | 0.376 | 0.101 | 0.0112 | 0.000498 | 0.0151 | 0.49974 | 0.47339 | 0.11298 | 0.010296 | 0.97 | 0.12 | 0 | 0 | 0.15444
540 | 1 | 0.886 | 0.39768 | 0.746 | 0.37188 | 0.35153 | 0.53709 | 0.10779 | 0.458 | 0.397 | 0.378 | 0.0619 | 0.0134 | 0.000403 | 0.016 | 0.51296 | 0.4759 | 0.34654 | 0.0089645 | 0.703 | 0.118 | 0 | 0 | 0.15646
542 | 1 | 0.886 | 0.40408 | 0.746 | 0.37982 | 0.37118 | 0.54329 | 0.35195 | 0.803 | 0.493 | 0.436 | 0.0739 | 0.0154 | 0.00025 | 0.0165 | 0.52618 | 0.47627 | 0.74628 | 0.0086226 | 0.46 | 0.12 | 0 | 0 | 0.15849
544 | 1 | 0.885 | 0.4105 | 0.746 | 0.38435 | 0.38319 | 0.55127 | 0.44026 | 1 | 0.823 | 0.69 | 0.189 | 0.0184 | 0.00164 | 0.0182 | 0.5394 | 0.47663 | 1 | 0.0074724 | 0.354 | 0.22 | 0 | 0 | 0.16054
546 | 1 | 0.885 | 0.41694 | 0.746 | 0.39229 | 0.39301 | 0.55831 | 0.55195 | 0.93 | 0.963 | 0.827 | 0.683 | 1 | 0.00185 | 0.0363 | 0.55397 | 0.477 | 0.84723 | 0.005474 | 0.637 | 0.534 | 0 | 0 | 0.16259
548 | 1 | 0.884 | 0.42341 | 0.741 | 0.39569 | 0.40284 | 0.56516 | 0.13636 | 0.644 | 0.954 | 0.832 | 0.333 | 0.31 | 0.00122 | 0.0293 | 0.56927 | 0.47736 | 0.4782 | 0.0052183 | 0.429 | 0.354 | 0 | 0 | 0.16467
550 | 1 | 0.883 | 0.42991 | 0.741 | 0.40249 | 0.41266 | 0.5723 | 0.11558 | 0.38 | 0.707 | 0.586 | 0.0848 | 0.0333 | 0.000442 | 0.0367 | 0.58458 | 0.47679 | 0.26756 | 0.0041999 | 0.341 | 0.126 | 0 | 0 | 0.16675
552 | 1 | 0.877 | 0.43643 | 0.735 | 0.41156 | 0.42031 | 0.57803 | 0.086364 | 0.243 | 0.556 | 0.395 | 0.231 | 0.0146 | 0.000336 | 0.048 | 0.59989 | 0.47555 | 0.2051 | 0.0042921 | 0.312 | 0.116 | 0 | 0 | 0.16885
554 | 1 | 0.87 | 0.44297 | 0.741 | 0.4161 | 0.42795 | 0.58291 | 0.049481 | 0.158 | 0.565 | 0.385 | 0.0679 | 0.0105 | 0.000425 | 0.0517 | 0.6152 | 0.4743 | 0.12388 | 0.0042733 | 0.324 | 0.115 | 0 | 0 | 0.17097
556 | 1 | 0.863 | 0.44953 | 0.741 | 0.4263 | 0.43231 | 0.58761 | 0.015974 | 0.0868 | 0.593 | 0.388 | 0.0644 | 0.00882 | 0.000541 | 0.0508 | 0.63051 | 0.47306 | 0.054619 | 0.0033641 | 0.347 | 0.113 | 0 | 0 | 0.17309
558 | 1 | 0.856 | 0.45611 | 0.735 | 0.43197 | 0.44105 | 0.59352 | 0.008961 | 0.0419 | 0.617 | 0.389 | 0.0662 | 0.00775 | 0.000647 | 0.0572 | 0.64582 | 0.47182 | 0.025121 | 0.0040069 | 0.342 | 0.112 | 0 | 0 | 0.17523
560 | 1 | 0.849 | 0.46271 | 0.73 | 0.44104 | 0.44651 | 0.59887 | 0.0063896 | 0.0253 | 0.642 | 0.391 | 0.0451 | 0.00721 | 0.000204 | 0.0668 | 0.66113 | 0.47043 | 0.017076 | 0.0035248 | 0.399 | 0.112 | 0 | 0 | 0.17738
562 | 1 | 0.843 | 0.46932 | 0.73 | 0.44558 | 0.4476 | 0.60432 | 0.0057338 | 0.0194 | 0.665 | 0.393 | 0.0397 | 0.007 | 0.000712 | 0.0814 | 0.67644 | 0.4681 | 0.012526 | 0.003333 | 0.354 | 0.112 | 0 | 0 | 0.17955
564 | 1 | 0.837 | 0.47596 | 0.73 | 0.45351 | 0.44323 | 0.60939 | 0.0045909 | 0.0151 | 0.683 | 0.397 | 0.0691 | 0.00696 | 0.00112 | 0.097 | 0.69175 | 0.46577 | 0.0092128 | 0.0029213 | 0.449 | 0.112 | 0 | 0 | 0.18173
566 | 1 | 0.83 | 0.48261 | 0.725 | 0.45805 | 0.42576 | 0.61493 | 0.0037597 | 0.0131 | 0.701 | 0.397 | 0.255 | 0.00708 | 0.00426 | 0.177 | 0.70706 | 0.46344 | 0.0071652 | 0.003049 | 0.41 | 0.113 | 0 | 0 | 0.18392
568 | 1 | 0.824 | 0.48927 | 0.725 | 0.46599 | 0.37882 | 0.62244 | 0.0044286 | 0.0126 | 0.718 | 0.4 | 0.547 | 0.00884 | 0.00794 | 0.747 | 0.72237 | 0.46111 | 0.0065458 | 0.0030044 | 0.49 | 0.112 | 0 | 0 | 0.18612
570 | 1 | 0.818 | 0.49595 | 0.725 | 0.47392 | 0.31114 | 0.62967 | 0.0038442 | 0.013 | 0.729 | 0.4 | 0.438 | 0.0101 | 0.00765 | 0.994 | 0.73874 | 0.45739 | 0.0075225 | 0.0028963 | 0.465 | 0.111 | 0 | 0 | 0.18834
572 | 1 | 0.817 | 0.50264 | 0.725 | 0.47959 | 0.24891 | 0.63521 | 0.0047597 | 0.0173 | 0.745 | 0.403 | 0.164 | 0.0125 | 0.00332 | 0.237 | 0.75545 | 0.45325 | 0.010986 | 0.003207 | 0.398 | 0.11 | 0 | 0 | 0.19057
574 | 1 | 0.816 | 0.50934 | 0.725 | 0.48413 | 0.2107 | 0.64066 | 0.0077273 | 0.0343 | 0.786 | 0.432 | 0.046 | 0.0181 | 0.0022 | 0.155 | 0.77216 | 0.44911 | 0.022327 | 0.00066657 | 0.384 | 0.114 | 0 | 0 | 0.19281
576 | 1 | 0.815 | 0.51605 | 0.72 | 0.49206 | 0.20742 | 0.64685 | 0.046883 | 0.0648 | 0.855 | 0.486 | 0.379 | 0.0919 | 0.00183 | 0.168 | 0.78887 | 0.44496 | 0.048564 | 0.0011977 | 0.446 | 0.165 | 0 | 0 | 0.19507
578 | 1 | 0.814 | 0.52277 | 0.714 | 0.5 | 0.21616 | 0.65136 | 0.075974 | 0.113 | 0.893 | 0.526 | 0.35 | 0.354 | 0.00333 | 0.205 | 0.80559 | 0.44082 | 0.086765 | 0.0012116 | 0.424 | 0.208 | 0 | 0 | 0.19734
580 | 1 | 0.813 | 0.5295 | 0.72 | 0.50794 | 0.21943 | 0.65822 | 0.10195 | 0.162 | 0.885 | 0.525 | 0.0816 | 0.354 | 0.00465 | 0.269 | 0.8223 | 0.43489 | 0.12093 | 0.0023611 | 0.4 | 0.186 | 0 | 0 | 0.19962
582 | 1 | 0.801 | 0.53624 | 0.72 | 0.51361 | 0.20852 | 0.66451 | 0.079221 | 0.205 | 0.822 | 0.472 | 0.0376 | 0.0376 | 0.00712 | 0.377 | 0.83901 | 0.42868 | 0.15822 | 0.00089997 | 0.375 | 0.14 | 0 | 0 | 0.20191
584 | 1 | 0.789 | 0.54299 | 0.72 | 0.52041 | 0.18886 | 0.67239 | 0.1013 | 0.245 | 0.769 | 0.428 | 0.0433 | 0.0117 | 0.0141 | 0.572 | 0.85572 | 0.42247 | 0.19014 | 0.0017801 | 0.379 | 0.119 | 0 | 0 | 0.20421
586 | 1 | 0.777 | 0.54974 | 0.72 | 0.52494 | 0.17904 | 0.67887 | 0.1013 | 0.27 | 0.745 | 0.415 | 0.0818 | 0.00892 | 0.306 | 0.893 | 0.87243 | 0.41626 | 0.19862 | 0.0025083 | 0.469 | 0.131 | 0 | 0 | 0.20653
588 | 1 | 0.765 | 0.5565 | 0.72 | 0.53288 | 0.18886 | 0.68394 | 0.14156 | 0.262 | 0.731 | 0.412 | 1 | 0.00764 | 0.971 | 0.627 | 0.88785 | 0.41004 | 0.18997 | 0.0011599 | 0.607 | 0.137 | 0 | 0 | 0.20886
590 | 1 | 0.753 | 0.56326 | 0.709 | 0.54082 | 0.21507 | 0.6892 | 0.072727 | 0.244 | 0.717 | 0.414 | 0.925 | 0.00682 | 1 | 0.134 | 0.9027 | 0.40241 | 0.15026 | 0.00029032 | 0.427 | 0.124 | 0 | 0.028571 | 0.2112
592 | 1 | 0.755 | 0.57002 | 0.704 | 0.54649 | 0.25109 | 0.69437 | 0.08961 | 0.202 | 0.704 | 0.414 | 0.43 | 0.00601 | 0.402 | 0.734 | 0.91756 | 0.39413 | 0.10649 | 0.00037621 | 0.803 | 0.137 | 0 | 0.028571 | 0.21355
594 | 1 | 0.758 | 0.57679 | 0.693 | 0.55782 | 0.29258 | 0.69953 | 0.087013 | 0.162 | 0.691 | 0.414 | 0.273 | 0.00522 | 0.0498 | 1 | 0.93241 | 0.38585 | 0.072102 | 0.00084006 | 0.742 | 0.138 | 0 | 0.028571 | 0.21592
596 | 1 | 0.76 | 0.58356 | 0.683 | 0.56236 | 0.33843 | 0.70469 | 0.038247 | 0.133 | 0.674 | 0.417 | 0.227 | 0.00497 | 0.0142 | 0.818 | 0.94727 | 0.37756 | 0.042725 | 0.0016661 | 0.655 | 0.122 | 0 | 0.028571 | 0.21829
598 | 1 | 0.762 | 0.59032 | 0.672 | 0.57029 | 0.38537 | 0.70836 | 0.050779 | 0.113 | 0.66 | 0.417 | 0.185 | 0.00447 | 0.00741 | 0.639 | 0.96212 | 0.36887 | 0.037829 | 0.002161 | 0.695 | 0.128 | 0 | 0.028571 | 0.22068
600 | 1 | 0.764 | 0.59709 | 0.667 | 0.57823 | 0.42795 | 0.71484 | 0.07013 | 0.104 | 0.638 | 0.417 | 0.121 | 0.00438 | 0.00682 | 0.512 | 0.97271 | 0.3599 | 0.039957 | 0.0015951 | 0.588 | 0.131 | 0 | 0.057143 | 0.22308
602 | 1 | 0.764 | 0.60385 | 0.667 | 0.58277 | 0.46507 | 0.72319 | 0.032922 | 0.089 | 0.62 | 0.42 | 0.114 | 0.00461 | 0.00688 | 0.418 | 0.9819 | 0.35092 | 0.027768 | 0 | 0.529 | 0.117 | 0 | 0.057143 | 0.22549
604 | 1 | 0.763 | 0.61062 | 0.656 | 0.59297 | 0.49782 | 0.72826 | 0.027662 | 0.0802 | 0.599 | 0.42 | 0.0858 | 0.00408 | 0.00579 | 0.347 | 0.9898 | 0.34195 | 0.019991 | 0 | 0.487 | 0.114 | 0 | 0.085714 | 0.22791
606 | 1 | 0.762 | 0.61738 | 0.651 | 0.59864 | 0.52402 | 0.73474 | 0.037532 | 0.135 | 0.579 | 0.42 | 0.07 | 0.00402 | 0.00407 | 0.293 | 0.99274 | 0.33298 | 0.025934 | 0 | 0.473 | 0.12 | 0 | 0.085714 | 0.23035
608 | 1 | 0.762 | 0.62413 | 0.651 | 0.60431 | 0.54913 | 0.73897 | 0.075974 | 0.453 | 0.557 | 0.42 | 0.0636 | 0.00406 | 0.00381 | 0.25 | 0.99568 | 0.32334 | 0.072993 | 0 | 0.479 | 0.178 | 0 | 0.11429 | 0.23279
610 | 1 | 0.761 | 0.63088 | 0.656 | 0.61111 | 0.5655 | 0.74319 | 0.40325 | 0.815 | 0.534 | 0.42 | 0.0605 | 0.00405 | 0.00316 | 0.217 | 0.99861 | 0.3134 | 0.29879 | 0 | 0.499 | 0.47 | 0 | 0.14286 | 0.23525
612 | 1 | 0.758 | 0.63763 | 0.656 | 0.61905 | 0.59061 | 0.74704 | 1 | 0.991 | 0.512 | 0.417 | 0.0512 | 0.00402 | 0.00408 | 0.192 | 0.99904 | 0.30346 | 0.4622 | 0 | 0.495 | 0.591 | 0 | 0.2 | 0.23772
614 | 1 | 0.754 | 0.64437 | 0.667 | 0.62358 | 0.61354 | 0.7523 | 0.36688 | 0.915 | 0.49 | 0.417 | 0.0833 | 0.00354 | 0.00481 | 0.175 | 0.99722 | 0.29352 | 0.30804 | 0 | 0.484 | 0.404 | 0 | 0.22857 | 0.24019
616 | 1 | 0.751 | 0.6511 | 0.672 | 0.63379 | 0.63428 | 0.76131 | 0.19156 | 0.577 | 0.468 | 0.416 | 0.0662 | 0.00367 | 0.00471 | 0.494 | 0.9954 | 0.28358 | 0.16073 | 0 | 0.523 | 0.29 | 0 | 0.28571 | 0.24268
618 | 1 | 0.748 | 0.65782 | 0.677 | 0.64172 | 0.65175 | 0.76742 | 0.096104 | 0.384 | 0.445 | 0.414 | 0.0941 | 0.00417 | 0.00331 | 0.203 | 0.99358 | 0.27387 | 0.13728 | 0 | 0.509 | 0.223 | 0 | 0.34286 | 0.24518
620 | 1 | 0.745 | 0.66453 | 0.677 | 0.64853 | 0.66266 | 0.77305 | 0.097403 | 0.285 | 0.426 | 0.413 | 0.198 | 0.00376 | 0.0018 | 0.128 | 0.98753 | 0.2649 | 0.15753 | 0 | 0.421 | 0.217 | 0 | 0.42857 | 0.24769
622 | 1 | 0.737 | 0.67123 | 0.667 | 0.65306 | 0.6714 | 0.77531 | 0.088961 | 0.235 | 0.405 | 0.409 | 0.14 | 0.00363 | 0.00197 | 0.116 | 0.97822 | 0.25593 | 0.14913 | 0 | 0.401 | 0.251 | 0 | 0.54286 | 0.25021
624 | 1 | 0.73 | 0.67793 | 0.656 | 0.65986 | 0.67904 | 0.77981 | 0.07987 | 0.199 | 0.383 | 0.409 | 0.181 | 0.00592 | 0.00212 | 0.107 | 0.96892 | 0.24695 | 0.10978 | 0 | 0.41 | 0.287 | 0 | 0.65714 | 0.25274
626 | 1 | 0.722 | 0.68461 | 0.646 | 0.6678 | 0.68341 | 0.78498 | 0.07013 | 0.177 | 0.366 | 0.405 | 0.123 | 0.00356 | 0.00279 | 0.0994 | 0.95961 | 0.23798 | 0.075588 | 0 | 0.537 | 0.301 | 0 | 0.77143 | 0.25529
628 | 1 | 0.715 | 0.69127 | 0.635 | 0.67234 | 0.69105 | 0.7907 | 0.071429 | 0.182 | 0.346 | 0.402 | 0.0825 | 0.00382 | 0.00126 | 0.0931 | 0.94339 | 0.22901 | 0.063149 | 0 | 0.467 | 0.335 | 0 | 0.88571 | 0.25784
630 | 1 | 0.707 | 0.69793 | 0.635 | 0.68141 | 0.69869 | 0.79296 | 0.12273 | 0.18 | 0.327 | 0.398 | 0.134 | 0.00398 | 0.00146 | 0.0879 | 0.92628 | 0.22003 | 0.073227 | 0 | 0.469 | 0.405 | 0 | 0.97143 | 0.2604
632 | 1 | 0.708 | 0.70457 | 0.63 | 0.68707 | 0.70415 | 0.79662 | 0.097403 | 0.155 | 0.31 | 0.395 | 0.0398 | 0.00396 | 0.00197 | 0.0829 | 0.90917 | 0.21106 | 0.060355 | 0 | 0.451 | 0.401 | 0 | 1 | 0.26297
634 | 1 | 0.709 | 0.7112 | 0.619 | 0.69274 | 0.7107 | 0.80413 | 0.022792 | 0.108 | 0.294 | 0.389 | 0.0364 | 0.00314 | 0.00181 | 0.0783 | 0.89206 | 0.20306 | 0.026609 | 0 | 0.425 | 0.331 | 0 | 0.97143 | 0.26555
636 | 1 | 0.709 | 0.71781 | 0.603 | 0.70181 | 0.72162 | 0.80948 | 0.016299 | 0.0606 | 0.276 | 0.385 | 0.084 | 0.00393 | 0.00176 | 0.0747 | 0.8741 | 0.19519 | 0.012266 | 0 | 0.48 | 0.274 | 0 | 0.91429 | 0.26814
638 | 1 | 0.71 | 0.7244 | 0.593 | 0.70522 | 0.72926 | 0.81531 | 0.012857 | 0.043 | 0.262 | 0.379 | 0.0356 | 0.00345 | 0.0012 | 0.0715 | 0.85463 | 0.18732 | 0.0099394 | 0 | 0.526 | 0.265 | 0 | 0.82857 | 0.27075
640 | 1 | 0.711 | 0.73098 | 0.587 | 0.71429 | 0.74017 | 0.81915 | 0.011299 | 0.0337 | 0.247 | 0.376 | 0.0957 | 0.0043 | 0.000712 | 0.0682 | 0.83515 | 0.17945 | 0.0096972 | 0 | 0.492 | 0.278 | 0 | 0.71429 | 0.27336
642 | 1 | 0.705 | 0.73754 | 0.571 | 0.72222 | 0.74782 | 0.82638 | 0.011753 | 0.0291 | 0.233 | 0.372 | 0.0279 | 0.0032 | 0.00166 | 0.0653 | 0.81568 | 0.17158 | 0.011522 | 0 | 0.431 | 0.272 | 0 | 0.57143 | 0.27598
644 | 1 | 0.698 | 0.74408 | 0.587 | 0.73016 | 0.75546 | 0.83202 | 0.013052 | 0.0285 | 0.22 | 0.367 | 0.0432 | 0.00363 | 0.001 | 0.0623 | 0.79621 | 0.16372 | 0.014282 | 0 | 0.459 | 0.272 | 0 | 0.42857 | 0.27861
646 | 1 | 0.692 | 0.75061 | 0.598 | 0.73923 | 0.7631 | 0.83455 | 0.012987 | 0.0332 | 0.207 | 0.363 | 0.0235 | 0.00393 | 0.000129 | 0.0601 | 0.77425 | 0.15585 | 0.016003 | 0 | 0.495 | 0.32 | 0 | 0.31429 | 0.28125
648 | 1 | 0.686 | 0.75711 | 0.614 | 0.73923 | 0.77074 | 0.83925 | 0.012922 | 0.044 | 0.194 | 0.357 | 0.0256 | 0.00359 | 0.000566 | 0.0588 | 0.75023 | 0.14798 | 0.01981 | 0 | 0.445 | 0.442 | 0 | 0.22857 | 0.28389
650 | 1 | 0.68 | 0.76359 | 0.603 | 0.74717 | 0.77511 | 0.84216 | 0.036818 | 0.0498 | 0.183 | 0.35 | 0.0223 | 0.00348 | 0.000568 | 0.0544 | 0.72621 | 0.14191 | 0.026306 | 0 | 0.406 | 0.581 | 0 | 0.17143 | 0.28655
652 | 1 | 0.68 | 0.77006 | 0.582 | 0.7551 | 0.78603 | 0.84563 | 0.027727 | 0.0494 | 0.173 | 0.343 | 0.0277 | 0.00363 | 0.000573 | 0.0517 | 0.70219 | 0.13661 | 0.024516 | 0 | 0.332 | 0.643 | 0 | 0.11429 | 0.28922
654 | 1 | 0.68 | 0.7765 | 0.566 | 0.7619 | 0.79258 | 0.85315 | 0.017078 | 0.0398 | 0.162 | 0.337 | 0.0277 | 0.00351 | 0.000261 | 0.0528 | 0.67817 | 0.13131 | 0.015986 | 0 | 0.362 | 0.696 | 0 | 0.085714 | 0.29189
656 | 1 | 0.681 | 0.78292 | 0.561 | 0.76644 | 0.79694 | 0.85662 | 0.0087662 | 0.0297 | 0.152 | 0.333 | 0.0291 | 0.00314 | 0.000635 | 0.0537 | 0.65415 | 0.12602 | 0.010865 | 0 | 0.408 | 0.853 | 0 | 0.057143 | 0.29458
658 | 1 | 0.681 | 0.78931 | 0.556 | 0.77438 | 0.80568 | 0.85981 | 0.011494 | 0.0276 | 0.144 | 0.326 | 0.0362 | 0.00401 | 0.000408 | 0.0526 | 0.63069 | 0.12072 | 0.0090311 | 0 | 0.4 | 1 | 0 | 0.057143 | 0.29727
660 | 1 | 0.681 | 0.79568 | 0.55 | 0.78345 | 0.81004 | 0.86751 | 0.0068182 | 0.0289 | 0.136 | 0.321 | 0.0207 | 0.00382 | 0.000606 | 0.0489 | 0.60841 | 0.11542 | 0.0097664 | 0 | 0.343 | 0.979 | 0 | 0.028571 | 0.29997
662 | 1 | 0.685 | 0.80203 | 0.545 | 0.78798 | 0.81769 | 0.87531 | 0.022013 | 0.0328 | 0.129 | 0.315 | 0.0185 | 0.00487 | 0.000871 | 0.0449 | 0.58613 | 0.11012 | 0.014784 | 0 | 0.38 | 0.832 | 0 | 0.028571 | 0.30268
664 | 1 | 0.688 | 0.80836 | 0.55 | 0.79478 | 0.82096 | 0.87549 | 0.017532 | 0.034 | 0.12 | 0.309 | 0.025 | 0.00399 | 0.00169 | 0.0441 | 0.56384 | 0.10482 | 0.01673 | 0 | 0.356 | 0.684 | 0 | 0.028571 | 0.3054
666 | 1 | 0.692 | 0.81466 | 0.561 | 0.80272 | 0.8286 | 0.87793 | 0.0094805 | 0.0298 | 0.114 | 0.302 | 0.0217 | 0.0038 | 0.000806 | 0.045 | 0.54156 | 0.099523 | 0.015796 | 0 | 0.336 | 0.568 | 0 | 0.028571 | 0.30813
668 | 1 | 0.695 | 0.82093 | 0.566 | 0.81066 | 0.83297 | 0.88376 | 0.011234 | 0.0262 | 0.108 | 0.295 | 0.0729 | 0.00344 | 0.000424 | 0.0481 | 0.51928 | 0.094905 | 0.016929 | 0 | 0.344 | 0.435 | 0 | 0 | 0.31086
670 | 1 | 0.699 | 0.82717 | 0.561 | 0.81973 | 0.83952 | 0.8907 | 0.0091558 | 0.0238 | 0.102 | 0.289 | 0.0881 | 0.00406 | 1.21e-06 | 0.0503 | 0.497 | 0.091178 | 0.015251 | 0 | 0.341 | 0.305 | 0 | 0 | 0.3136
672 | 1 | 0.692 | 0.83339 | 0.566 | 0.82426 | 0.84389 | 0.89662 | 0.007987 | 0.0211 | 0.0967 | 0.283 | 0.0494 | 0.00588 | 1.21e-06 | 0.0512 | 0.47548 | 0.08745 | 0.013097 | 0 | 0.31 | 0.222 | 0 | 0 | 0.31635
674 | 1 | 0.685 | 0.83959 | 0.561 | 0.83333 | 0.84498 | 0.90075 | 0.0068831 | 0.0213 | 0.0907 | 0.276 | 0.0255 | 0.00426 | 0.000912 | 0.0499 | 0.45464 | 0.083723 | 0.012292 | 0 | 0.293 | 0.172 | 0 | 0 | 0.31911
676 | 1 | 0.679 | 0.84575 | 0.556 | 0.8424 | 0.85044 | 0.90451 | 0.0069481 | 0.0199 | 0.0867 | 0.269 | 0.0231 | 0.00408 | 0.000847 | 0.0473 | 0.43381 | 0.079996 | 0.012889 | 0 | 0.289 | 0.138 | 0 | 0 | 0.32188
678 | 1 | 0.672 | 0.85189 | 0.545 | 0.84694 | 0.85153 | 0.91061 | 0.0082468 | 0.0208 | 0.0808 | 0.261 | 0.0229 | 0.00385 | 1.21e-06 | 0.0427 | 0.41297 | 0.076269 | 0.014844 | 0 | 0.347 | 0.117 | 0 | 0 | 0.32465
680 | 1 | 0.665 | 0.85799 | 0.556 | 0.85374 | 0.84825 | 0.91455 | 0.0085714 | 0.021 | 0.0764 | 0.255 | 0.0446 | 0.00327 | 0.000741 | 0.0384 | 0.39214 | 0.072542 | 0.015813 | 0 | 0.301 | 0.103 | 0 | 0 | 0.32743
682 | 1 | 0.65 | 0.86407 | 0.577 | 0.85488 | 0.85153 | 0.9154 | 0.0079221 | 0.0206 | 0.0723 | 0.248 | 0.0336 | 0.004 | 0.00117 | 0.0344 | 0.3713 | 0.068814 | 0.014031 | 0 | 0.276 | 0.0939 | 0 | 0 | 0.33022
684 | 1 | 0.636 | 0.87012 | 0.603 | 0.86395 | 0.85153 | 0.9215 | 0.0062013 | 0.0235 | 0.0677 | 0.24 | 0.0161 | 0.00407 | 4.14e-05 | 0.0304 | 0.35246 | 0.065087 | 0.010225 | 0 | 0.373 | 0.0871 | 0 | 0 | 0.33302
686 | 1 | 0.621 | 0.87614 | 0.619 | 0.87188 | 0.85808 | 0.92695 | 0.010519 | 0.0263 | 0.0649 | 0.234 | 0.0203 | 0.00398 | 0.000929 | 0.0273 | 0.33823 | 0.06136 | 0.011012 | 0 | 0.392 | 0.0857 | 0 | 0 | 0.33582
688 | 1 | 0.607 | 0.88212 | 0.624 | 0.87982 | 0.8679 | 0.93099 | 0.026364 | 0.0266 | 0.0641 | 0.23 | 0.0194 | 0.00504 | 0.00191 | 0.0255 | 0.324 | 0.058963 | 0.013261 | 0 | 0.248 | 0.0808 | 0 | 0 | 0.33863
690 | 1 | 0.592 | 0.88808 | 0.614 | 0.88776 | 0.8821 | 0.9323 | 0.0090909 | 0.0274 | 0.0613 | 0.224 | 0.0176 | 0.0052 | 1.21e-06 | 0.0235 | 0.30977 | 0.056727 | 0.0089706 | 0 | 0.256 | 0.0712 | 0 | 0 | 0.34145
692 | 1 | 0.595 | 0.894 | 0.571 | 0.89569 | 0.8941 | 0.93831 | 0.0066234 | 0.0248 | 0.059 | 0.218 | 0.0183 | 0.013 | 1.21e-06 | 0.0224 | 0.29554 | 0.054491 | 0.00775 | 0 | 0.233 | 0.0629 | 0 | 0 | 0.34427
694 | 1 | 0.599 | 0.89989 | 0.525 | 0.89909 | 0.90939 | 0.93869 | 0.019805 | 0.0196 | 0.0549 | 0.208 | 0.0136 | 0.00373 | 0.000982 | 0.0215 | 0.28131 | 0.052254 | 0.0097059 | 0 | 0.251 | 0.0584 | 0 | 0 | 0.3471
696 | 1 | 0.602 | 0.90575 | 0.503 | 0.90816 | 0.92249 | 0.94394 | 0.0053377 | 0.0177 | 0.0507 | 0.203 | 0.0176 | 0.00362 | 0.00175 | 0.0215 | 0.26708 | 0.050018 | 0.0072249 | 0 | 0.298 | 0.0475 | 0 | 0 | 0.34994
698 | 1 | 0.605 | 0.91158 | 0.491 | 0.91497 | 0.93122 | 0.94789 | 0.003 | 0.0115 | 0.0488 | 0.195 | 0.0171 | 0.00377 | 0.00251 | 0.0205 | 0.25285 | 0.047782 | 0.0039637 | 0 | 0.215 | 0.0415 | 0 | 0 | 0.35278
700 | 1 | 0.608 | 0.91737 | 0.481 | 0.9161 | 0.93886 | 0.95305 | 0.0031364 | 0.0106 | 0.0454 | 0.186 | 0.0131 | 0.00375 | 0.00114 | 0.0201 | 0.23862 | 0.045558 | 0.0026851 | 0 | 0.236 | 0.0368 | 0 | 0 | 0.35563
702 | 1 | 0.613 | 0.92313 | 0.468 | 0.92063 | 0.94432 | 0.95869 | 0.0047403 | 0.0195 | 0.044 | 0.181 | 0.0109 | 0.00346 | 1.21e-06 | 0.0201 | 0.22438 | 0.043488 | 0.00391 | 0 | 0.211 | 0.0363 | 0 | 0 | 0.35849
704 | 1 | 0.618 | 0.92885 | 0.456 | 0.92857 | 0.95524 | 0.96423 | 0.011948 | 0.0444 | 0.0428 | 0.176 | 0.012 | 0.00291 | 0.00172 | 0.0195 | 0.21317 | 0.041417 | 0.010458 | 0 | 0.194 | 0.0448 | 0 | 0 | 0.36135
706 | 1 | 0.622 | 0.93454 | 0.47 | 0.93651 | 0.96397 | 0.96554 | 0.045779 | 0.0746 | 0.0411 | 0.171 | 0.015 | 0.00419 | 0.000959 | 0.0197 | 0.20337 | 0.039346 | 0.027699 | 0 | 0.179 | 0.0602 | 0 | 0 | 0.36422
708 | 1 | 0.627 | 0.9402 | 0.488 | 0.93991 | 0.97052 | 0.97005 | 0.071429 | 0.0953 | 0.038 | 0.164 | 0.0102 | 0.00553 | 0.000665 | 0.019 | 0.19358 | 0.037275 | 0.041869 | 0 | 0.169 | 0.07 | 0 | 0 | 0.36709
710 | 1 | 0.632 | 0.94581 | 0.529 | 0.94104 | 0.97162 | 0.97268 | 0.054935 | 0.0979 | 0.0364 | 0.158 | 0.0123 | 0.00531 | 0.000352 | 0.0197 | 0.18378 | 0.035205 | 0.037664 | 0 | 0.163 | 0.063 | 0 | 0 | 0.36997
712 | 1 | 0.61 | 0.9514 | 0.571 | 0.95011 | 0.98472 | 0.97953 | 0.057143 | 0.078 | 0.0344 | 0.153 | 0.0127 | 0.00248 | 0.000971 | 0.0192 | 0.17399 | 0.033134 | 0.030476 | 0 | 0.165 | 0.0559 | 0 | 0 | 0.37285
714 | 1 | 0.588 | 0.95695 | 0.55 | 0.95578 | 0.99017 | 0.97765 | 0.022727 | 0.0536 | 0.034 | 0.149 | 0.0212 | 0.00307 | 1.21e-06 | 0.0185 | 0.16419 | 0.031063 | 0.01846 | 0 | 0.161 | 0.0398 | 0 | 0 | 0.37574
716 | 1 | 0.567 | 0.96246 | 0.519 | 0.96145 | 0.99236 | 0.98638 | 0.0031883 | 0.0303 | 0.0316 | 0.143 | 0.0132 | 0.00423 | 0.00236 | 0.0185 | 0.1544 | 0.029316 | 0.0045926 | 0 | 0.171 | 0.0291 | 0 | 0 | 0.37864
718 | 1 | 0.545 | 0.96793 | 0.477 | 0.97052 | 0.99563 | 0.98761 | 0.0021494 | 0.0177 | 0.0297 | 0.136 | 0.0154 | 0.00444 | 0.00103 | 0.0179 | 0.14461 | 0.027695 | 0.0017007 | 0 | 0.148 | 0.0246 | 0 | 0 | 0.38154
720 | 1 | 0.523 | 0.97337 | 0.447 | 0.97166 | 1 | 0.99005 | 0.0018961 | 0.0105 | 0.0285 | 0.131 | 0.0116 | 0.00284 | 1.21e-06 | 0.0183 | 0.13481 | 0.026075 | 0.0014334 | 0 | 0.159 | 0.0218 | 0 | 0 | 0.38445
722 | 1 | 0.537 | 0.97877 | 0.447 | 0.98186 | 0.99672 | 0.99174 | 0.0018117 | 0.00629 | 0.0276 | 0.128 | 0.0103 | 0.00295 | 1.21e-06 | 0.0176 | 0.12502 | 0.024454 | 0.0013374 | 0 | 0.158 | 0.0182 | 0 | 0 | 0.38736
724 | 1 | 0.551 | 0.98414 | 0.444 | 0.98299 | 0.99672 | 0.9939 | 0.0015909 | 0.00648 | 0.0266 | 0.123 | 0.0105 | 0.00397 | 1.21e-06 | 0.0171 | 0.11522 | 0.022834 | 0.001282 | 0 | 0.149 | 0.0171 | 0 | 0 | 0.39028
726 | 1 | 0.565 | 0.98946 | 0.457 | 0.9932 | 0.99127 | 0.99615 | 0.0017532 | 0.00581 | 0.0256 | 0.118 | 0.00987 | 0.00321 | 0.00116 | 0.0165 | 0.10862 | 0.021213 | 0.0016644 | 0 | 0.146 | 0.0156 | 0 | 0 | 0.3932
728 | 1 | 0.58 | 0.99475 | 0.492 | 0.99887 | 0.97598 | 0.997 | 0.0019286 | 0.00364 | 0.0259 | 0.113 | 0.009 | 0.00269 | 0.000236 | 0.0169 | 0.1038 | 0.020026 | 0.0018002 | 0 | 0.141 | 0.0161 | 0 | 0 | 0.39613
730 | 1 | 0.594 | 1 | 0.519 | 1 | 0.94432 | 1 | 0.0014416 | 0.00482 | 0.0257 | 0.109 | 0.0106 | 0.00421 | 1.21e-06 | 0.0172 | 0.098985 | 0.019373 | 0.0013296 | 0 | 0.134 | 0.0153 | 0 | 0 | 0.39906
0.40199
0.40493
0.40788
0.41083
0.41378
0.41673
0.41969
0.42266
0.42563
0.4286
0.43157
0.43455
0.43753
0.44052
0.4435
0.44649
0.44949
0.45248
0.45548
0.45848
0.46148
0.46449
0.46749
0.4705
0.47351
0.47653
0.47954
0.48255
0.48557
0.48859
0.49161
0.49463
0.49765
0.50067
0.5037
0.50672
0.50975
0.51277
0.5158
0.51882
0.52185
0.52487
0.5279
0.53093
0.53395
0.53698
0.54
0.54302
0.54605
0.54907
0.55209
0.55511
0.55813
0.56115
0.56417
0.56719
0.5702
0.57322
0.57623
0.57924
0.58225
0.58525
0.58826
0.59126
0.59426
0.59726
0.60025
0.60325
0.60624
0.60923
0.61221
0.61519
0.61818
0.62115
0.62413
0.6271
0.63007
0.63303
0.63599
0.63895
0.6419
0.64486
0.6478
0.65074
0.65368
0.65662
0.65955
0.66247
0.6654
0.66832
0.67123
0.67414
0.67705
0.67995
0.68285
0.68574
0.68863
0.69151
0.69439
0.69726
0.70013
0.70299
0.70585
0.7087
0.71154
0.71439
0.71722
0.72005
0.72288
0.7257
0.72851
0.73132
0.73412
0.73691
0.73971
0.74249
0.74527
0.74804
0.7508
0.75356
0.75632
0.75906
0.76181
0.76454
0.76726
0.76998
0.7727
0.77541
0.77811
0.7808
0.78349
0.78617
0.78884
0.79151
0.79417
0.79682
0.79946
0.80211
0.80473
0.80736
0.80997
0.81258
0.81518
0.81778
0.82036
0.82294
0.82551
0.82807
0.83063
0.83318
0.83572
0.83825
0.84078
0.84329
0.8458
0.8483
0.8508
0.85328
0.85575
0.85822
0.86068
0.86314
0.86558
0.86802
0.87044
0.87286
0.87527
0.87768
0.88007
0.88245
0.88483
0.8872
0.88956
0.89191
0.89425
0.89659
0.89892
0.90124
0.90354
0.90584
0.90813
0.91041
0.91269
0.91495
0.91721
0.91946
0.9217
0.92392
0.92614
0.92836
0.93056
0.93275
0.93494
0.93711
0.93928
0.94144
0.94358
0.94572
0.94785
0.94997
0.95208
0.95419
0.95628
0.95837
0.96044
0.96251
0.96456
0.96661
0.96865
0.97068
0.9727
0.97471
0.97671
0.9787
0.98069
0.98266
0.98463
0.98658
0.98852
0.99046
0.99239
0.9943
0.99621
0.99811
1
#N/A
#N/A
#N/A
#N/A
#N/A
#N/A
#N/A
#N/A
#N/A
#N/A
#N/A
#N/A
#N/A
#N/A
#N/A
#N/A
#N/A
#N/A
#N/A
#N/A
#N/A
#N/A
#N/A
#N/A
#N/A
#N/A
#N/A
#N/A
#N/A
#N/A
#N/A
#N/A
#N/A
#N/A
#N/A
#N/A
#N/A
#N/A
#N/A
#N/A
#N/A
#N/A
#N/A
#N/A
#N/A
#N/A
#N/A
#N/A
#N/A
#N/A
#N/A
#N/A
#N/A
#N/A
#N/A
#N/A
#N/A
#N/A
#N/A
#N/A
#N/A
#N/A
#N/A
#N/A
#N/A
#N/A
#N/A
#N/A
#N/A
#N/A
#N/A
#N/A
#N/A
#N/A
#N/A
#N/A
#N/A
#N/A
#N/A
#N/A
#N/A
#N/A
#N/A
#N/A
#N/A
#N/A
#N/A
#N/A
#N/A
#N/A
#N/A
#N/A
#N/A
#N/A
#N/A
#N/A
#N/A
#N/A
#N/A
#N/A
#N/A
#N/A
#N/A
#N/A
#N/A
#N/A
#N/A
#N/A
#N/A
#N/A
#N/A
#N/A
#N/A
#N/A
#N/A
#N/A
#N/A
#N/A
#N/A
#N/A
#N/A
#N/A
#N/A
#N/A
#N/A
#N/A
#N/A
#N/A
#N/A
#N/A
#N/A
#N/A
#N/A
#N/A
#N/A
#N/A
#N/A
#N/A
#N/A
#N/A
#N/A
#N/A
#N/A
#N/A
#N/A
#N/A
#N/A
#N/A
#N/A
#N/A
#N/A
#N/A
#N/A
#N/A
#N/A
#N/A
#N/A
#N/A
#N/A
#N/A
#N/A
#N/A
#N/A
#N/A
#N/A
#N/A
#N/A
#N/A
#N/A
#N/A
#N/A
#N/A
#N/A
#N/A
#N/A
#N/A
#N/A
#N/A
#N/A
#N/A
#N/A
#N/A
#N/A
#N/A
#N/A
#N/A
#N/A
#N/A
#N/A
#N/A
#N/A
#N/A
#N/A
#N/A
#N/A
#N/A
#N/A
#N/A
#N/A
#N/A
#N/A
#N/A
#N/A
#N/A
#N/A
#N/A
#N/A
#N/A
#N/A
#N/A
#N/A
#N/A
#N/A
#N/A
#N/A
#N/A
#N/A
#N/A
#N/A
#N/A
#N/A
#N/A
#N/A
#N/A
#N/A
#N/A
#N/A
#N/A
#N/A
#N/A
#N/A
#N/A
#N/A
#N/A
#N/A
#N/A
#N/A
#N/A
#N/A
#N/A
#N/A
#N/A
#N/A
#N/A
#N/A
#N/A
#N/A
#N/A
#N/A
#N/A
#N/A
#N/A
#N/A
#N/A
#N/A
#N/A
#N/A
#N/A
#N/A
#N/A
#N/A
#N/A
#N/A
#N/A
#N/A
#N/A
#N/A
#N/A
#N/A
#N/A
#N/A
#N/A
#N/A
#N/A
#N/A
#N/A
#N/A
#N/A
#N/A
#N/A
#N/A
#N/A
#N/A
#N/A
#N/A
#N/A
#N/A
#N/A
#N/A
#N/A
#N/A
#N/A
#N/A
#N/A
#N/A
#N/A
#N/A
#N/A
#N/A
#N/A
#N/A
#N/A
#N/A
#N/A
#N/A
#N/A
#N/A
#N/A
#N/A
#N/A
#N/A
#N/A
#N/A
#N/A
#N/A
#N/A
#N/A
#N/A
#N/A
#N/A
#N/A
#N/A
#N/A
#N/A
#N/A
#N/A
#N/A
#N/A
#N/A
#N/A
#N/A
#N/A
#N/A
#N/A
#N/A
#N/A
#N/A
#N/A
#N/A
#N/A
#N/A
#N/A
#N/A
#N/A
#N/A
#N/A
#N/A
#N/A
#N/A
#N/A
#N/A
#N/A
#N/A
#N/A
#N/A
#N/A
#N/A
#N/A
#N/A
#N/A
#N/A
#N/A
#N/A
#N/A
#N/A
#N/A
#N/A
#N/A
#N/A
#N/A
#N/A
#N/A
#N/A
#N/A
#N/A
#N/A
#N/A
#N/A
#N/A
#N/A
#N/A
#N/A
#N/A
#N/A
#N/A
#N/A
#N/A
#N/A
#N/A
#N/A
#N/A
#N/A
#N/A
#N/A
#N/A
#N/A
#N/A
#N/A
#N/A
#N/A
#N/A
#N/A
#N/A
#N/A
#N/A
#N/A
#N/A
#N/A
#N/A
#N/A
#N/A
#N/A
#N/A
#N/A
#N/A
#N/A
#N/A
#N/A
#N/A
#N/A
#N/A
#N/A
#N/A
#N/A
#N/A
#N/A
#N/A
#N/A
#N/A
#N/A
#N/A
#N/A
#N/A
#N/A
#N/A
#N/A
#N/A
#N/A
#N/A
#N/A
#N/A
#N/A
#N/A
#N/A
#N/A
#N/A
#N/A
#N/A
#N/A
#N/A
#N/A
#N/A
#N/A
#N/A
#N/A
#N/A
#N/A
#N/A
#N/A
#N/A
#N/A
#N/A
#N/A
#N/A
#N/A
#N/A
#N/A
#N/A
#N/A
#N/A
#N/A
#N/A
#N/A
#N/A
#N/A
#N/A
#N/A
#N/A
#N/A
#N/A
#N/A
#N/A
#N/A
#N/A
#N/A
#N/A
#N/A
#N/A
#N/A
#N/A
#N/A
#N/A
#N/A
#N/A
#N/A
#N/A
#N/A
#N/A
#N/A
#N/A
#N/A
#N/A
#N/A
#N/A
#N/A
#N/A
#N/A
#N/A
#N/A
#N/A
#N/A
#N/A
#N/A
#N/A
#N/A
#N/A
#N/A
#N/A
#N/A
#N/A
#N/A
#N/A
#N/A
#N/A
#N/A
#N/A
#N/A
#N/A
#N/A
#N/A
#N/A
#N/A
#N/A
#N/A
#N/A
#N/A
#N/A
#N/A
#N/A
#N/A
#N/A
#N/A
#N/A
#N/A
#N/A
#N/A
#N/A
#N/A
#N/A
#N/A
#N/A
#N/A
#N/A
#N/A
#N/A
#N/A
#N/A
#N/A
#N/A
#N/A
#N/A
#N/A
#N/A
#N/A
#N/A
#N/A
#N/A
#N/A
#N/A
#N/A
#N/A
#N/A
#N/A
#N/A
#N/A
#N/A
#N/A
#N/A
#N/A
#N/A
#N/A
#N/A
#N/A
#N/A
#N/A
#N/A
#N/A
#N/A
#N/A
#N/A
#N/A
#N/A
#N/A
#N/A
#N/A
#N/A
#N/A
#N/A
#N/A
#N/A

## EfficiencyFunctions
Wavelength (nm) | Photopic (2 deg. Observer) | Scotopic | Vlambda / macula | Scone / macula | Melanopsin *lens
0 | 0 | 0 | 0 | 0 | 0
379 | 0 | 0 | 0 | 0 | 0
380 | 3.9e-05 | 0.000589 | 0 | 0 | 0.0012092
382 | 4.6915e-05 | 0.000752 | 0 | 0 | 0.001877
384 | 5.7176e-05 | 0.000972 | 0 | 0 | 0.0027106
386 | 7.2344e-05 | 0.001268 | 0 | 0 | 0.0037444
388 | 9.3508e-05 | 0.001668 | 0 | 0 | 0.0048808
390 | 0.00012 | 0.002209 | 0.0001 | 0.0029 | 0.0060922
392 | 0.00015149 | 0.002939 | 0.0001 | 0.0153 | 0.0090994
394 | 0.00019182 | 0.003921 | 0.0002 | 0.0277 | 0.012593
396 | 0.00024691 | 0.00524 | 0.0002 | 0.0401 | 0.016611
398 | 0.00031852 | 0.00698 | 0.0003 | 0.0526 | 0.02107
400 | 0.000396 | 0.00929 | 0.0007 | 0.1088 | 0.025947
402 | 0.00047302 | 0.01231 | 0.0008 | 0.1349 | 0.035433
404 | 0.00057222 | 0.01619 | 0.001 | 0.1619 | 0.045899
406 | 0.00072456 | 0.02113 | 0.0013 | 0.1898 | 0.057307
408 | 0.00094116 | 0.0273 | 0.0017 | 0.2188 | 0.070102
410 | 0.00121 | 0.03484 | 0.0022 | 0.2488 | 0.08443
412 | 0.0015308 | 0.0439 | 0.0028 | 0.2947 | 0.10467
414 | 0.0019353 | 0.0545 | 0.0036 | 0.3423 | 0.1262
416 | 0.0024548 | 0.0668 | 0.0047 | 0.3935 | 0.14885
418 | 0.0031178 | 0.0808 | 0.0061 | 0.4494 | 0.17403
420 | 0.004 | 0.0966 | 0.0081 | 0.5086 | 0.20209
422 | 0.0051593 | 0.1141 | 0.0108 | 0.5655 | 0.23361
424 | 0.0065462 | 0.1334 | 0.0142 | 0.6265 | 0.26635
426 | 0.0080865 | 0.1541 | 0.0181 | 0.6884 | 0.29985
428 | 0.0097677 | 0.1764 | 0.0225 | 0.7502 | 0.33516
430 | 0.0116 | 0.1998 | 0.0275 | 0.8155 | 0.37241
432 | 0.013583 | 0.2243 | 0.0327 | 0.8458 | 0.40395
434 | 0.015715 | 0.2496 | 0.0384 | 0.8769 | 0.436
436 | 0.018007 | 0.2755 | 0.0447 | 0.9088 | 0.46841
438 | 0.020454 | 0.3017 | 0.0516 | 0.9415 | 0.50201
440 | 0.023 | 0.3281 | 0.0589 | 0.9751 | 0.53805
442 | 0.02561 | 0.3543 | 0.067 | 0.979 | 0.56429
444 | 0.028351 | 0.3803 | 0.0758 | 0.983 | 0.59076
446 | 0.031311 | 0.406 | 0.0856 | 0.9879 | 0.61867
448 | 0.034521 | 0.431 | 0.0966 | 0.9938 | 0.64727
450 | 0.038 | 0.455 | 0.109 | 1 | 0.67602
452 | 0.041768 | 0.479 | 0.1224 | 0.9965 | 0.70131
454 | 0.045843 | 0.502 | 0.1374 | 0.9928 | 0.72729
456 | 0.050244 | 0.524 | 0.153 | 0.9822 | 0.75396
458 | 0.054981 | 0.546 | 0.1689 | 0.9646 | 0.78156
460 | 0.06 | 0.567 | 0.1861 | 0.9466 | 0.80965
462 | 0.065278 | 0.588 | 0.1992 | 0.9064 | 0.83361
464 | 0.070911 | 0.61 | 0.2131 | 0.8675 | 0.85729
466 | 0.077016 | 0.631 | 0.2274 | 0.828 | 0.88005
468 | 0.083667 | 0.653 | 0.2423 | 0.788 | 0.90118
470 | 0.09098 | 0.676 | 0.2585 | 0.7496 | 0.92139
472 | 0.099046 | 0.699 | 0.2752 | 0.6858 | 0.94062
474 | 0.10788 | 0.722 | 0.2932 | 0.6248 | 0.95721
476 | 0.11753 | 0.745 | 0.3158 | 0.5721 | 0.97205
478 | 0.12799 | 0.769 | 0.3436 | 0.526 | 0.98409
480 | 0.13902 | 0.793 | 0.3729 | 0.48 | 0.99376
482 | 0.15047 | 0.817 | 0.4032 | 0.4402 | 0.99895
484 | 0.16272 | 0.84 | 0.4357 | 0.4006 | 1
486 | 0.17624 | 0.862 | 0.4697 | 0.3596 | 0.9991
488 | 0.19127 | 0.884 | 0.5055 | 0.3179 | 0.99516
490 | 0.20802 | 0.904 | 0.5453 | 0.2768 | 0.98918
492 | 0.22673 | 0.923 | 0.5817 | 0.2489 | 0.98055
494 | 0.24748 | 0.941 | 0.6217 | 0.2222 | 0.96865
496 | 0.27018 | 0.957 | 0.6547 | 0.1935 | 0.95425
498 | 0.29505 | 0.97 | 0.6805 | 0.1644 | 0.93715
500 | 0.323 | 0.982 | 0.7107 | 0.138 | 0.91738
502 | 0.35469 | 0.99 | 0.7305 | 0.1183 | 0.89508
504 | 0.38929 | 0.997 | 0.7536 | 0.101 | 0.87068
506 | 0.42563 | 1 | 0.7735 | 0.0853 | 0.84404
508 | 0.46339 | 1 | 0.7899 | 0.071 | 0.81571
510 | 0.503 | 0.997 | 0.8074 | 0.0584 | 0.7856
512 | 0.54451 | 0.99 | 0.8259 | 0.0496 | 0.75276
514 | 0.58697 | 0.981 | 0.8439 | 0.0418 | 0.71884
516 | 0.62935 | 0.968 | 0.8569 | 0.0346 | 0.6844
518 | 0.67088 | 0.953 | 0.8646 | 0.028 | 0.65011
520 | 0.71 | 0.935 | 0.8685 | 0.0221 | 0.61445
522 | 0.74546 | 0.915 | 0.8882 | 0.0195 | 0.57956
524 | 0.77784 | 0.892 | 0.9033 | 0.0171 | 0.54524
526 | 0.80811 | 0.867 | 0.9146 | 0.0148 | 0.5108
528 | 0.83631 | 0.84 | 0.9223 | 0.0126 | 0.47683
530 | 0.862 | 0.811 | 0.9269 | 0.0105 | 0.44392
532 | 0.88496 | 0.781 | 0.9415 | 0.0093 | 0.41236
534 | 0.90544 | 0.749 | 0.9531 | 0.0082 | 0.38146
536 | 0.92373 | 0.717 | 0.9621 | 0.007 | 0.3519
538 | 0.93992 | 0.683 | 0.9686 | 0.0059 | 0.3236
540 | 0.954 | 0.65 | 0.9729 | 0.0048 | 0.29656
542 | 0.96601 | 0.616 | 0.9815 | 0.0043 | 0.27094
544 | 0.97602 | 0.581 | 0.988 | 0.0037 | 0.24677
546 | 0.98409 | 0.548 | 0.9925 | 0.0032 | 0.22403
548 | 0.99031 | 0.514 | 0.9951 | 0.0026 | 0.20272
550 | 0.99495 | 0.481 | 0.9961 | 0.0021 | 0.1829
552 | 0.9981 | 0.448 | 0.9988 | 0.0018 | 0.16447
554 | 0.99975 | 0.417 | 1 | 0.0016 | 0.14743
556 | 0.99986 | 0.3864 | 0.9996 | 0.0014 | 0.13179
558 | 0.99833 | 0.3569 | 0.9977 | 0.0011 | 0.11745
560 | 0.995 | 0.3288 | 0.9939 | 0.0009 | 0.10435
562 | 0.98974 | 0.3018 | 0.9873 | 0.0008 | 0.092428
564 | 0.98272 | 0.2762 | 0.9789 | 0.0008 | 0.08163
566 | 0.97408 | 0.2519 | 0.969 | 0.0007 | 0.071907
568 | 0.96386 | 0.2291 | 0.9575 | 0.0006 | 0.063173
570 | 0.952 | 0.2076 | 0.9444 | 0.0006 | 0.055374
572 | 0.9385 | 0.1876 | 0.9306 | 0.0005 | 0.048439
574 | 0.92346 | 0.169 | 0.9152 | 0.0005 | 0.042293
576 | 0.90701 | 0.1517 | 0.8985 | 0.0004 | 0.036847
578 | 0.8892 | 0.1358 | 0.8805 | 0.0004 | 0.032026
580 | 0.87 | 0.1212 | 0.8611 | 0.0003 | 0.027789
582 | 0.84939 | 0.1078 | 0.8391 | 0.0003 | 0.024052
584 | 0.82758 | 0.0956 | 0.8161 | 0.0003 | 0.020778
586 | 0.80479 | 0.0845 | 0.7921 | 0.0003 | 0.017923
588 | 0.78119 | 0.0745 | 0.7675 | 0.0003 | 0.015434
590 | 0.757 | 0.0655 | 0.7423 | 0.0003 | 0.013273
592 | 0.73242 | 0.0574 | 0.7182 | 0.0003 | 0.011389
594 | 0.7075 | 0.0502 | 0.6938 | 0.0003 | 0.0097596
596 | 0.68222 | 0.0438 | 0.669 | 0.0003 | 0.0083528
598 | 0.65667 | 0.0382 | 0.644 | 0.0003 | 0.0071472
600 | 0.631 | 0.03315 | 0.6188 | 0.0003 | 0.0061151
602 | 0.60531 | 0.02874 | 0.5936 | 0.0002 | 0.0052244
604 | 0.57964 | 0.02487 | 0.5684 | 0.0002 | 0.0044595
606 | 0.55396 | 0.02147 | 0.5432 | 0.0001 | 0.0038047
608 | 0.52835 | 0.01851 | 0.5181 | 0.0001 | 0.0032454
610 | 0.503 | 0.01593 | 0.4933 | 0 | 0.0027677
612 | 0.47803 | 0.01369 | 0.4688 | 0 | 0.0023596
614 | 0.4534 | 0.01175 | 0.4446 | 0 | 0.002012
616 | 0.42908 | 0.01007 | 0.4208 | 0 | 0.0017159
618 | 0.40503 | 0.00862 | 0.3972 | 0 | 0.0014643
620 | 0.381 | 0.00737 | 0.3736 | 0 | 0.0012506
622 | 0.35683 | 0.0063 | 0.3499 | 0 | 0.0010675
624 | 0.33282 | 0.00538 | 0.3264 | 0 | 0.00091154
626 | 0.30934 | 0.00459 | 0.3033 | 0 | 0.00077928
628 | 0.28659 | 0.003913 | 0.281 | 0 | 0.00066692
630 | 0.265 | 0.003335 | 0.2599 | 0 | 0.00057137
632 | 0.24489 | 0.002842 | 0.2401 | 0 | 0.00049001
634 | 0.22605 | 0.002421 | 0.2217 | 0 | 0.00042043
636 | 0.20816 | 0.002062 | 0.2041 | 0 | 0.00036107
638 | 0.19116 | 0.001757 | 0.1875 | 0 | 0.00031056
640 | 0.175 | 0.001497 | 0.1716 | 0 | 0.00026751
642 | 0.15965 | 0.001276 | 0.1566 | 0 | 0.00023039
644 | 0.14513 | 0.001088 | 0.1423 | 0 | 0.00019863
646 | 0.1315 | 0.000928 | 0.129 | 0 | 0.00017142
648 | 0.11878 | 0.000792 | 0.1165 | 0 | 0.000148
650 | 0.107 | 0.000677 | 0.1049 | 0 | 0.00012795
652 | 0.096189 | 0.000579 | 0.0943 | 0 | 0.00011069
654 | 0.086265 | 0.000496 | 0.0846 | 0 | 9.5831e-05
656 | 0.077121 | 0.000425 | 0.0756 | 0 | 8.3042e-05
658 | 0.06871 | 0.0003645 | 0.0674 | 0 | 7.2007e-05
660 | 0.061 | 0.0003129 | 0.0598 | 0 | 6.2525e-05
662 | 0.053955 | 0.0002689 | 0.0529 | 0 | 5.4262e-05
664 | 0.04755 | 0.0002313 | 0.0466 | 0 | 4.7135e-05
666 | 0.041759 | 0.0001991 | 0.041 | 0 | 4.1001e-05
668 | 0.036564 | 0.0001716 | 0.0359 | 0 | 3.5683e-05
670 | 0.032 | 0.000148 | 0.0314 | 0 | 3.1071e-05
672 | 0.028077 | 0.0001277 | 0.0275 | 0 | 2.7082e-05
674 | 0.024708 | 0.0001104 | 0.0242 | 0 | 2.362e-05
676 | 0.021801 | 9.54e-05 | 0.0214 | 0 | 2.0618e-05
678 | 0.019281 | 8.26e-05 | 0.0189 | 0 | 1.8017e-05
680 | 0.017 | 7.15e-05 | 0.0167 | 0 | 1.5748e-05
682 | 0.014837 | 6.2e-05 | 0.0145 | 0 | 1.3777e-05
684 | 0.012835 | 5.38e-05 | 0.0126 | 0 | 1.2066e-05
686 | 0.011068 | 4.67e-05 | 0.0109 | 0 | 1.057e-05
688 | 0.0095333 | 4.06e-05 | 0.0093 | 0 | 9.2684e-06
690 | 0.00821 | 3.533e-05 | 0.0081 | 0 | 8.1349e-06
692 | 0.0070854 | 3.075e-05 | 0.0069 | 0 | 7.1401e-06
694 | 0.0061385 | 2.679e-05 | 0.006 | 0 | 6.277e-06
696 | 0.0053431 | 2.336e-05 | 0.0052 | 0 | 5.5207e-06
698 | 0.0046764 | 2.038e-05 | 0.0046 | 0 | 4.8559e-06
700 | 0.004102 | 1.78e-05 | 0.004 | 0 | 4.2779e-06
702 | 0.0035891 | 1.556e-05 | 0.0035 | 0 | 3.7702e-06
704 | 0.0031341 | 1.36e-05 | 0.0031 | 0 | 3.3245e-06
706 | 0.0027381 | 1.191e-05 | 0.0027 | 0 | 2.9331e-06
708 | 0.0023932 | 1.043e-05 | 0.0023 | 0 | 0
710 | 0.002091 | 9.14e-06 | 0.0021 | 0 | 0
712 | 0.0018246 | 8.02e-06 | 0.0018 | 0 | 0
714 | 0.0015902 | 7.04e-06 | 0.0016 | 0 | 0
716 | 0.0013845 | 6.18e-06 | 0.0014 | 0 | 0
718 | 0.0012041 | 5.44e-06 | 0.0012 | 0 | 0
720 | 0.001047 | 4.78e-06 | 0.001 | 0 | 0
722 | 0.00091111 | 4.21e-06 | 0.0009 | 0 | 0
724 | 0.00079324 | 3.709e-06 | 0.0008 | 0 | 0
726 | 0.00069008 | 3.27e-06 | 0.0007 | 0 | 0
728 | 0.0005995 | 2.884e-06 | 0.0006 | 0 | 0
730 | 0.00052 | 2.546e-06 | 0.0005 | 0 | 0
732 | 0.00045005 | 2.25e-06 | 0 | 0 | 0
734 | 0.00038872 | 1.989e-06 | 0 | 0 | 0
736 | 0.00033538 | 1.759e-06 | 0 | 0 | 0
738 | 0.00028917 | 1.557e-06 | 0 | 0 | 0
740 | 0.0002492 | 1.379e-06 | 0 | 0 | 0
742 | 0.00021469 | 1.223e-06 | 0 | 0 | 0
744 | 0.00018505 | 1.084e-06 | 0 | 0 | 0
746 | 0.00015978 | 9.62e-07 | 0 | 0 | 0
748 | 0.0001383 | 8.55e-07 | 0 | 0 | 0
750 | 0.00012 | 7.6e-07 | 0 | 0 | 0
752 | 0.00010432 | 6.75e-07 | 0 | 0 | 0
754 | 9.0846e-05 | 6.01e-07 | 0 | 0 | 0
756 | 7.9147e-05 | 5.35e-07 | 0 | 0 | 0
758 | 6.8916e-05 | 4.77e-07 | 0 | 0 | 0
760 | 6e-05 | 4.25e-07 | 0 | 0 | 0
762 | 5.2226e-05 | 3.79e-07 | 0 | 0 | 0
764 | 4.5447e-05 | 3.382e-07 | 0 | 0 | 0
766 | 3.9561e-05 | 3.021e-07 | 0 | 0 | 0
768 | 3.4449e-05 | 2.699e-07 | 0 | 0 | 0
770 | 3e-05 | 2.413e-07 | 0 | 0 | 0
772 | 2.6114e-05 | 2.159e-07 | 0 | 0 | 0
774 | 2.2725e-05 | 1.932e-07 | 0 | 0 | 0
776 | 1.9779e-05 | 1.731e-07 | 0 | 0 | 0
778 | 1.7217e-05 | 1.551e-07 | 0 | 0 | 0
780 | 1.499e-05 | 1.39e-07 | 0 | 0 | 0
781 | 0 | 0 | 0 | 0 | 0
5000 | 0 | 0 | 0 | 0 | 0

## Interpolated data
for calculations | [10 empty] | for approximating integral of weighted SPD
Wavelength (nm) | index | low wave | low value | upper wave | upper value | Photopic (2 deg. Observer) | Scotopic | Vlambda / macula | Scone / macula | Melanopsin *lens | delta wavelength | SPD
380 | 3 | 380 | 3.9e-05 | 382 | 4.6915e-05 | 3.9e-05 | 0.000589 | 0 | 0 | 0.0012092 | 1 | 0.0069194
382 | 4 | 382 | 4.6915e-05 | 384 | 5.7176e-05 | 4.6915e-05 | 0.000752 | 0 | 0 | 0.001877 | 2 | 0.00705
384 | 5 | 384 | 5.7176e-05 | 386 | 7.2344e-05 | 5.7176e-05 | 0.000972 | 0 | 0 | 0.0027106 | 2 | 0.0071805
386 | 6 | 386 | 7.2344e-05 | 388 | 9.3508e-05 | 7.2344e-05 | 0.001268 | 0 | 0 | 0.0037444 | 2 | 0.0073111
388 | 7 | 388 | 9.3508e-05 | 390 | 0.00012 | 9.3508e-05 | 0.001668 | 0 | 0 | 0.0048808 | 2 | 0.0074416
390 | 8 | 390 | 0.00012 | 392 | 0.00015149 | 0.00012 | 0.002209 | 0.0001 | 0.0029 | 0.0060922 | 2 | 0.0075722
392 | 9 | 392 | 0.00015149 | 394 | 0.00019182 | 0.00015149 | 0.002939 | 0.0001 | 0.0153 | 0.0090994 | 2 | 0.0083392
394 | 10 | 394 | 0.00019182 | 396 | 0.00024691 | 0.00019182 | 0.003921 | 0.0002 | 0.0277 | 0.012593 | 2 | 0.0091225
396 | 11 | 396 | 0.00024691 | 398 | 0.00031852 | 0.00024691 | 0.00524 | 0.0002 | 0.0401 | 0.016611 | 2 | 0.0099058
398 | 12 | 398 | 0.00031852 | 400 | 0.000396 | 0.00031852 | 0.00698 | 0.0003 | 0.0526 | 0.02107 | 2 | 0.010673
400 | 13 | 400 | 0.000396 | 402 | 0.00047302 | 0.000396 | 0.00929 | 0.0007 | 0.1088 | 0.025947 | 2 | 0.011456
402 | 14 | 402 | 0.00047302 | 404 | 0.00057222 | 0.00047302 | 0.01231 | 0.0008 | 0.1349 | 0.035433 | 2 | 0.011701
404 | 15 | 404 | 0.00057222 | 406 | 0.00072456 | 0.00057222 | 0.01619 | 0.001 | 0.1619 | 0.045899 | 2 | 0.011946
406 | 16 | 406 | 0.00072456 | 408 | 0.00094116 | 0.00072456 | 0.02113 | 0.0013 | 0.1898 | 0.057307 | 2 | 0.012191
408 | 17 | 408 | 0.00094116 | 410 | 0.00121 | 0.00094116 | 0.0273 | 0.0017 | 0.2188 | 0.070102 | 2 | 0.012419
410 | 18 | 410 | 0.00121 | 412 | 0.0015308 | 0.00121 | 0.03484 | 0.0022 | 0.2488 | 0.08443 | 2 | 0.012664
412 | 19 | 412 | 0.0015308 | 414 | 0.0019353 | 0.0015308 | 0.0439 | 0.0028 | 0.2947 | 0.10467 | 2 | 0.012729
414 | 20 | 414 | 0.0019353 | 416 | 0.0024548 | 0.0019353 | 0.0545 | 0.0036 | 0.3423 | 0.1262 | 2 | 0.012778
416 | 21 | 416 | 0.0024548 | 418 | 0.0031178 | 0.0024548 | 0.0668 | 0.0047 | 0.3935 | 0.14885 | 2 | 0.012827
418 | 22 | 418 | 0.0031178 | 420 | 0.004 | 0.0031178 | 0.0808 | 0.0061 | 0.4494 | 0.17403 | 2 | 0.012892
420 | 23 | 420 | 0.004 | 422 | 0.0051593 | 0.004 | 0.0966 | 0.0081 | 0.5086 | 0.20209 | 2 | 0.012941
422 | 24 | 422 | 0.0051593 | 424 | 0.0065462 | 0.0051593 | 0.1141 | 0.0108 | 0.5655 | 0.23361 | 2 | 0.012745
424 | 25 | 424 | 0.0065462 | 426 | 0.0080865 | 0.0065462 | 0.1334 | 0.0142 | 0.6265 | 0.26635 | 2 | 0.012566
426 | 26 | 426 | 0.0080865 | 428 | 0.0097677 | 0.0080865 | 0.1541 | 0.0181 | 0.6884 | 0.29985 | 2 | 0.012386
428 | 27 | 428 | 0.0097677 | 430 | 0.0116 | 0.0097677 | 0.1764 | 0.0225 | 0.7502 | 0.33516 | 2 | 0.012191
430 | 28 | 430 | 0.0116 | 432 | 0.013583 | 0.0116 | 0.1998 | 0.0275 | 0.8155 | 0.37241 | 2 | 0.012011
432 | 29 | 432 | 0.013583 | 434 | 0.015715 | 0.013583 | 0.2243 | 0.0327 | 0.8458 | 0.40395 | 2 | 0.012517
434 | 30 | 434 | 0.015715 | 436 | 0.018007 | 0.015715 | 0.2496 | 0.0384 | 0.8769 | 0.436 | 2 | 0.013007
436 | 31 | 436 | 0.018007 | 438 | 0.020454 | 0.018007 | 0.2755 | 0.0447 | 0.9088 | 0.46841 | 2 | 0.013512
438 | 32 | 438 | 0.020454 | 440 | 0.023 | 0.020454 | 0.3017 | 0.0516 | 0.9415 | 0.50201 | 2 | 0.014018
440 | 33 | 440 | 0.023 | 442 | 0.02561 | 0.023 | 0.3281 | 0.0589 | 0.9751 | 0.53805 | 2 | 0.014524
442 | 34 | 442 | 0.02561 | 444 | 0.028351 | 0.02561 | 0.3543 | 0.067 | 0.979 | 0.56429 | 2 | 0.014867
444 | 35 | 444 | 0.028351 | 446 | 0.031311 | 0.028351 | 0.3803 | 0.0758 | 0.983 | 0.59076 | 2 | 0.015193
446 | 36 | 446 | 0.031311 | 448 | 0.034521 | 0.031311 | 0.406 | 0.0856 | 0.9879 | 0.61867 | 2 | 0.015536
448 | 37 | 448 | 0.034521 | 450 | 0.038 | 0.034521 | 0.431 | 0.0966 | 0.9938 | 0.64727 | 2 | 0.015879
450 | 38 | 450 | 0.038 | 452 | 0.041768 | 0.038 | 0.455 | 0.109 | 1 | 0.67602 | 2 | 0.016205
452 | 39 | 452 | 0.041768 | 454 | 0.045843 | 0.041768 | 0.479 | 0.1224 | 0.9965 | 0.70131 | 2 | 0.016238
454 | 40 | 454 | 0.045843 | 456 | 0.050244 | 0.045843 | 0.502 | 0.1374 | 0.9928 | 0.72729 | 2 | 0.016254
456 | 41 | 456 | 0.050244 | 458 | 0.054981 | 0.050244 | 0.524 | 0.153 | 0.9822 | 0.75396 | 2 | 0.01627
458 | 42 | 458 | 0.054981 | 460 | 0.06 | 0.054981 | 0.546 | 0.1689 | 0.9646 | 0.78156 | 2 | 0.016303
460 | 43 | 460 | 0.06 | 462 | 0.065278 | 0.06 | 0.567 | 0.1861 | 0.9466 | 0.80965 | 2 | 0.016319
462 | 44 | 462 | 0.065278 | 464 | 0.070911 | 0.065278 | 0.588 | 0.1992 | 0.9064 | 0.83361 | 2 | 0.016238
464 | 45 | 464 | 0.070911 | 466 | 0.077016 | 0.070911 | 0.61 | 0.2131 | 0.8675 | 0.85729 | 2 | 0.016156
466 | 46 | 466 | 0.077016 | 468 | 0.083667 | 0.077016 | 0.631 | 0.2274 | 0.828 | 0.88005 | 2 | 0.016075
468 | 47 | 468 | 0.083667 | 470 | 0.09098 | 0.083667 | 0.653 | 0.2423 | 0.788 | 0.90118 | 2 | 0.015993
470 | 48 | 470 | 0.09098 | 472 | 0.099046 | 0.09098 | 0.676 | 0.2585 | 0.7496 | 0.92139 | 2 | 0.015911
472 | 49 | 472 | 0.099046 | 474 | 0.10788 | 0.099046 | 0.699 | 0.2752 | 0.6858 | 0.94062 | 2 | 0.015944
474 | 50 | 474 | 0.10788 | 476 | 0.11753 | 0.10788 | 0.722 | 0.2932 | 0.6248 | 0.95721 | 2 | 0.015977
476 | 51 | 476 | 0.11753 | 478 | 0.12799 | 0.11753 | 0.745 | 0.3158 | 0.5721 | 0.97205 | 2 | 0.015993
478 | 52 | 478 | 0.12799 | 480 | 0.13902 | 0.12799 | 0.769 | 0.3436 | 0.526 | 0.98409 | 2 | 0.016026
480 | 53 | 480 | 0.13902 | 482 | 0.15047 | 0.13902 | 0.793 | 0.3729 | 0.48 | 0.99376 | 2 | 0.016058
482 | 54 | 482 | 0.15047 | 484 | 0.16272 | 0.15047 | 0.817 | 0.4032 | 0.4402 | 0.99895 | 2 | 0.015862
484 | 55 | 484 | 0.16272 | 486 | 0.17624 | 0.16272 | 0.84 | 0.4357 | 0.4006 | 1 | 2 | 0.015667
486 | 56 | 486 | 0.17624 | 488 | 0.19127 | 0.17624 | 0.862 | 0.4697 | 0.3596 | 0.9991 | 2 | 0.015471
488 | 57 | 488 | 0.19127 | 490 | 0.20802 | 0.19127 | 0.884 | 0.5055 | 0.3179 | 0.99516 | 2 | 0.015275
490 | 58 | 490 | 0.20802 | 492 | 0.22673 | 0.20802 | 0.904 | 0.5453 | 0.2768 | 0.98918 | 2 | 0.015079
492 | 59 | 492 | 0.22673 | 494 | 0.24748 | 0.22673 | 0.923 | 0.5817 | 0.2489 | 0.98055 | 2 | 0.015095
494 | 60 | 494 | 0.24748 | 496 | 0.27018 | 0.24748 | 0.941 | 0.6217 | 0.2222 | 0.96865 | 2 | 0.015112
496 | 61 | 496 | 0.27018 | 498 | 0.29505 | 0.27018 | 0.957 | 0.6547 | 0.1935 | 0.95425 | 2 | 0.015128
498 | 62 | 498 | 0.29505 | 500 | 0.323 | 0.29505 | 0.97 | 0.6805 | 0.1644 | 0.93715 | 2 | 0.015128
500 | 63 | 500 | 0.323 | 502 | 0.35469 | 0.323 | 0.982 | 0.7107 | 0.138 | 0.91738 | 2 | 0.015144
502 | 64 | 502 | 0.35469 | 504 | 0.38929 | 0.35469 | 0.99 | 0.7305 | 0.1183 | 0.89508 | 2 | 0.015112
504 | 65 | 504 | 0.38929 | 506 | 0.42563 | 0.38929 | 0.997 | 0.7536 | 0.101 | 0.87068 | 2 | 0.015063
506 | 66 | 506 | 0.42563 | 508 | 0.46339 | 0.42563 | 1 | 0.7735 | 0.0853 | 0.84404 | 2 | 0.015014
508 | 67 | 508 | 0.46339 | 510 | 0.503 | 0.46339 | 1 | 0.7899 | 0.071 | 0.81571 | 2 | 0.014981
510 | 68 | 510 | 0.503 | 512 | 0.54451 | 0.503 | 0.997 | 0.8074 | 0.0584 | 0.7856 | 2 | 0.014932
512 | 69 | 512 | 0.54451 | 514 | 0.58697 | 0.54451 | 0.99 | 0.8259 | 0.0496 | 0.75276 | 2 | 0.014851
514 | 70 | 514 | 0.58697 | 516 | 0.62935 | 0.58697 | 0.981 | 0.8439 | 0.0418 | 0.71884 | 2 | 0.014769
516 | 71 | 516 | 0.62935 | 518 | 0.67088 | 0.62935 | 0.968 | 0.8569 | 0.0346 | 0.6844 | 2 | 0.014687
518 | 72 | 518 | 0.67088 | 520 | 0.71 | 0.67088 | 0.953 | 0.8646 | 0.028 | 0.65011 | 2 | 0.014606
520 | 73 | 520 | 0.71 | 522 | 0.74546 | 0.71 | 0.935 | 0.8685 | 0.0221 | 0.61445 | 2 | 0.014524
522 | 74 | 522 | 0.74546 | 524 | 0.77784 | 0.74546 | 0.915 | 0.8882 | 0.0195 | 0.57956 | 2 | 0.014606
524 | 75 | 524 | 0.77784 | 526 | 0.80811 | 0.77784 | 0.892 | 0.9033 | 0.0171 | 0.54524 | 2 | 0.014687
526 | 76 | 526 | 0.80811 | 528 | 0.83631 | 0.80811 | 0.867 | 0.9146 | 0.0148 | 0.5108 | 2 | 0.014753
528 | 77 | 528 | 0.83631 | 530 | 0.862 | 0.83631 | 0.84 | 0.9223 | 0.0126 | 0.47683 | 2 | 0.014834
530 | 78 | 530 | 0.862 | 532 | 0.88496 | 0.862 | 0.811 | 0.9269 | 0.0105 | 0.44392 | 2 | 0.014916
532 | 79 | 532 | 0.88496 | 534 | 0.90544 | 0.88496 | 0.781 | 0.9415 | 0.0093 | 0.41236 | 2 | 0.014834
534 | 80 | 534 | 0.90544 | 536 | 0.92373 | 0.90544 | 0.749 | 0.9531 | 0.0082 | 0.38146 | 2 | 0.014736
536 | 81 | 536 | 0.92373 | 538 | 0.93992 | 0.92373 | 0.717 | 0.9621 | 0.007 | 0.3519 | 2 | 0.014655
538 | 82 | 538 | 0.93992 | 540 | 0.954 | 0.93992 | 0.683 | 0.9686 | 0.0059 | 0.3236 | 2 | 0.014557
540 | 83 | 540 | 0.954 | 542 | 0.96601 | 0.954 | 0.65 | 0.9729 | 0.0048 | 0.29656 | 2 | 0.014459
542 | 84 | 542 | 0.96601 | 544 | 0.97602 | 0.96601 | 0.616 | 0.9815 | 0.0043 | 0.27094 | 2 | 0.014459
544 | 85 | 544 | 0.97602 | 546 | 0.98409 | 0.97602 | 0.581 | 0.988 | 0.0037 | 0.24677 | 2 | 0.014443
546 | 86 | 546 | 0.98409 | 548 | 0.99031 | 0.98409 | 0.548 | 0.9925 | 0.0032 | 0.22403 | 2 | 0.014443
548 | 87 | 548 | 0.99031 | 550 | 0.99495 | 0.99031 | 0.514 | 0.9951 | 0.0026 | 0.20272 | 2 | 0.014426
550 | 88 | 550 | 0.99495 | 552 | 0.9981 | 0.99495 | 0.481 | 0.9961 | 0.0021 | 0.1829 | 2 | 0.01441
552 | 89 | 552 | 0.9981 | 554 | 0.99975 | 0.9981 | 0.448 | 0.9988 | 0.0018 | 0.16447 | 2 | 0.014312
554 | 90 | 554 | 0.99975 | 556 | 0.99986 | 0.99975 | 0.417 | 1 | 0.0016 | 0.14743 | 2 | 0.014198
556 | 91 | 556 | 0.99986 | 558 | 0.99833 | 0.99986 | 0.3864 | 0.9996 | 0.0014 | 0.13179 | 2 | 0.014084
558 | 92 | 558 | 0.99833 | 560 | 0.995 | 0.99833 | 0.3569 | 0.9977 | 0.0011 | 0.11745 | 2 | 0.013969
560 | 93 | 560 | 0.995 | 562 | 0.98974 | 0.995 | 0.3288 | 0.9939 | 0.0009 | 0.10435 | 2 | 0.013855
562 | 94 | 562 | 0.98974 | 564 | 0.98272 | 0.98974 | 0.3018 | 0.9873 | 0.0008 | 0.092428 | 2 | 0.013757
564 | 95 | 564 | 0.98272 | 566 | 0.97408 | 0.98272 | 0.2762 | 0.9789 | 0.0008 | 0.08163 | 2 | 0.013659
566 | 96 | 566 | 0.97408 | 568 | 0.96386 | 0.97408 | 0.2519 | 0.969 | 0.0007 | 0.071907 | 2 | 0.013545
568 | 97 | 568 | 0.96386 | 570 | 0.952 | 0.96386 | 0.2291 | 0.9575 | 0.0006 | 0.063173 | 2 | 0.013447
570 | 98 | 570 | 0.952 | 572 | 0.9385 | 0.952 | 0.2076 | 0.9444 | 0.0006 | 0.055374 | 2 | 0.013349
572 | 99 | 572 | 0.9385 | 574 | 0.92346 | 0.9385 | 0.1876 | 0.9306 | 0.0005 | 0.048439 | 2 | 0.013333
574 | 100 | 574 | 0.92346 | 576 | 0.90701 | 0.92346 | 0.169 | 0.9152 | 0.0005 | 0.042293 | 2 | 0.013317
576 | 101 | 576 | 0.90701 | 578 | 0.8892 | 0.90701 | 0.1517 | 0.8985 | 0.0004 | 0.036847 | 2 | 0.0133
578 | 102 | 578 | 0.8892 | 580 | 0.87 | 0.8892 | 0.1358 | 0.8805 | 0.0004 | 0.032026 | 2 | 0.013284
580 | 103 | 580 | 0.87 | 582 | 0.84939 | 0.87 | 0.1212 | 0.8611 | 0.0003 | 0.027789 | 2 | 0.013268
582 | 104 | 582 | 0.84939 | 584 | 0.82758 | 0.84939 | 0.1078 | 0.8391 | 0.0003 | 0.024052 | 2 | 0.013072
584 | 105 | 584 | 0.82758 | 586 | 0.80479 | 0.82758 | 0.0956 | 0.8161 | 0.0003 | 0.020778 | 2 | 0.012876
586 | 106 | 586 | 0.80479 | 588 | 0.78119 | 0.80479 | 0.0845 | 0.7921 | 0.0003 | 0.017923 | 2 | 0.01268
588 | 107 | 588 | 0.78119 | 590 | 0.757 | 0.78119 | 0.0745 | 0.7675 | 0.0003 | 0.015434 | 2 | 0.012484
590 | 108 | 590 | 0.757 | 592 | 0.73242 | 0.757 | 0.0655 | 0.7423 | 0.0003 | 0.013273 | 2 | 0.012288
592 | 109 | 592 | 0.73242 | 594 | 0.7075 | 0.73242 | 0.0574 | 0.7182 | 0.0003 | 0.011389 | 2 | 0.012321
594 | 110 | 594 | 0.7075 | 596 | 0.68222 | 0.7075 | 0.0502 | 0.6938 | 0.0003 | 0.0097596 | 2 | 0.01237
596 | 111 | 596 | 0.68222 | 598 | 0.65667 | 0.68222 | 0.0438 | 0.669 | 0.0003 | 0.0083528 | 2 | 0.012403
598 | 112 | 598 | 0.65667 | 600 | 0.631 | 0.65667 | 0.0382 | 0.644 | 0.0003 | 0.0071472 | 2 | 0.012435
600 | 113 | 600 | 0.631 | 602 | 0.60531 | 0.631 | 0.03315 | 0.6188 | 0.0003 | 0.0061151 | 2 | 0.012468
602 | 114 | 602 | 0.60531 | 604 | 0.57964 | 0.60531 | 0.02874 | 0.5936 | 0.0002 | 0.0052244 | 2 | 0.012468
604 | 115 | 604 | 0.57964 | 606 | 0.55396 | 0.57964 | 0.02487 | 0.5684 | 0.0002 | 0.0044595 | 2 | 0.012452
606 | 116 | 606 | 0.55396 | 608 | 0.52835 | 0.55396 | 0.02147 | 0.5432 | 0.0001 | 0.0038047 | 2 | 0.012435
608 | 117 | 608 | 0.52835 | 610 | 0.503 | 0.52835 | 0.01851 | 0.5181 | 0.0001 | 0.0032454 | 2 | 0.012435
610 | 118 | 610 | 0.503 | 612 | 0.47803 | 0.503 | 0.01593 | 0.4933 | 0 | 0.0027677 | 2 | 0.012419
612 | 119 | 612 | 0.47803 | 614 | 0.4534 | 0.47803 | 0.01369 | 0.4688 | 0 | 0.0023596 | 2 | 0.01237
614 | 120 | 614 | 0.4534 | 616 | 0.42908 | 0.4534 | 0.01175 | 0.4446 | 0 | 0.002012 | 2 | 0.012305
616 | 121 | 616 | 0.42908 | 618 | 0.40503 | 0.42908 | 0.01007 | 0.4208 | 0 | 0.0017159 | 2 | 0.012256
618 | 122 | 618 | 0.40503 | 620 | 0.381 | 0.40503 | 0.00862 | 0.3972 | 0 | 0.0014643 | 2 | 0.012207
620 | 123 | 620 | 0.381 | 622 | 0.35683 | 0.381 | 0.00737 | 0.3736 | 0 | 0.0012506 | 2 | 0.012158
622 | 124 | 622 | 0.35683 | 624 | 0.33282 | 0.35683 | 0.0063 | 0.3499 | 0 | 0.0010675 | 2 | 0.012027
624 | 125 | 624 | 0.33282 | 626 | 0.30934 | 0.33282 | 0.00538 | 0.3264 | 0 | 0.00091154 | 2 | 0.011913
626 | 126 | 626 | 0.30934 | 628 | 0.28659 | 0.30934 | 0.00459 | 0.3033 | 0 | 0.00077928 | 2 | 0.011783
628 | 127 | 628 | 0.28659 | 630 | 0.265 | 0.28659 | 0.003913 | 0.281 | 0 | 0.00066692 | 2 | 0.011668
630 | 128 | 630 | 0.265 | 632 | 0.24489 | 0.265 | 0.003335 | 0.2599 | 0 | 0.00057137 | 2 | 0.011538
632 | 129 | 632 | 0.24489 | 634 | 0.22605 | 0.24489 | 0.002842 | 0.2401 | 0 | 0.00049001 | 2 | 0.011554
634 | 130 | 634 | 0.22605 | 636 | 0.20816 | 0.22605 | 0.002421 | 0.2217 | 0 | 0.00042043 | 2 | 0.01157
636 | 131 | 636 | 0.20816 | 638 | 0.19116 | 0.20816 | 0.002062 | 0.2041 | 0 | 0.00036107 | 2 | 0.01157
638 | 132 | 638 | 0.19116 | 640 | 0.175 | 0.19116 | 0.001757 | 0.1875 | 0 | 0.00031056 | 2 | 0.011587
640 | 133 | 640 | 0.175 | 642 | 0.15965 | 0.175 | 0.001497 | 0.1716 | 0 | 0.00026751 | 2 | 0.011603
642 | 134 | 642 | 0.15965 | 644 | 0.14513 | 0.15965 | 0.001276 | 0.1566 | 0 | 0.00023039 | 2 | 0.011505
644 | 135 | 644 | 0.14513 | 646 | 0.1315 | 0.14513 | 0.001088 | 0.1423 | 0 | 0.00019863 | 2 | 0.011391
646 | 136 | 646 | 0.1315 | 648 | 0.11878 | 0.1315 | 0.000928 | 0.129 | 0 | 0.00017142 | 2 | 0.011293
648 | 137 | 648 | 0.11878 | 650 | 0.107 | 0.11878 | 0.000792 | 0.1165 | 0 | 0.000148 | 2 | 0.011195
650 | 138 | 650 | 0.107 | 652 | 0.096189 | 0.107 | 0.000677 | 0.1049 | 0 | 0.00012795 | 2 | 0.011097
652 | 139 | 652 | 0.096189 | 654 | 0.086265 | 0.096189 | 0.000579 | 0.0943 | 0 | 0.00011069 | 2 | 0.011097
654 | 140 | 654 | 0.086265 | 656 | 0.077121 | 0.086265 | 0.000496 | 0.0846 | 0 | 9.5831e-05 | 2 | 0.011097
656 | 141 | 656 | 0.077121 | 658 | 0.06871 | 0.077121 | 0.000425 | 0.0756 | 0 | 8.3042e-05 | 2 | 0.011113
658 | 142 | 658 | 0.06871 | 660 | 0.061 | 0.06871 | 0.0003645 | 0.0674 | 0 | 7.2007e-05 | 2 | 0.011113
660 | 143 | 660 | 0.061 | 662 | 0.053955 | 0.061 | 0.0003129 | 0.0598 | 0 | 6.2525e-05 | 2 | 0.011113
662 | 144 | 662 | 0.053955 | 664 | 0.04755 | 0.053955 | 0.0002689 | 0.0529 | 0 | 5.4262e-05 | 2 | 0.011179
664 | 145 | 664 | 0.04755 | 666 | 0.041759 | 0.04755 | 0.0002313 | 0.0466 | 0 | 4.7135e-05 | 2 | 0.011228
666 | 146 | 666 | 0.041759 | 668 | 0.036564 | 0.041759 | 0.0001991 | 0.041 | 0 | 4.1001e-05 | 2 | 0.011293
668 | 147 | 668 | 0.036564 | 670 | 0.032 | 0.036564 | 0.0001716 | 0.0359 | 0 | 3.5683e-05 | 2 | 0.011342
670 | 148 | 670 | 0.032 | 672 | 0.028077 | 0.032 | 0.000148 | 0.0314 | 0 | 3.1071e-05 | 2 | 0.011407
672 | 149 | 672 | 0.028077 | 674 | 0.024708 | 0.028077 | 0.0001277 | 0.0275 | 0 | 2.7082e-05 | 2 | 0.011293
674 | 150 | 674 | 0.024708 | 676 | 0.021801 | 0.024708 | 0.0001104 | 0.0242 | 0 | 2.362e-05 | 2 | 0.011179
676 | 151 | 676 | 0.021801 | 678 | 0.019281 | 0.021801 | 9.54e-05 | 0.0214 | 0 | 2.0618e-05 | 2 | 0.011081
678 | 152 | 678 | 0.019281 | 680 | 0.017 | 0.019281 | 8.26e-05 | 0.0189 | 0 | 1.8017e-05 | 2 | 0.010967
680 | 153 | 680 | 0.017 | 682 | 0.014837 | 0.017 | 7.15e-05 | 0.0167 | 0 | 1.5748e-05 | 2 | 0.010852
682 | 154 | 682 | 0.014837 | 684 | 0.012835 | 0.014837 | 6.2e-05 | 0.0145 | 0 | 1.3777e-05 | 2 | 0.010608
684 | 155 | 684 | 0.012835 | 686 | 0.011068 | 0.012835 | 5.38e-05 | 0.0126 | 0 | 1.2066e-05 | 2 | 0.010379
686 | 156 | 686 | 0.011068 | 688 | 0.0095333 | 0.011068 | 4.67e-05 | 0.0109 | 0 | 1.057e-05 | 2 | 0.010134
688 | 157 | 688 | 0.0095333 | 690 | 0.00821 | 0.0095333 | 4.06e-05 | 0.0093 | 0 | 9.2684e-06 | 2 | 0.0099058
690 | 158 | 690 | 0.00821 | 692 | 0.0070854 | 0.00821 | 3.533e-05 | 0.0081 | 0 | 8.1349e-06 | 2 | 0.009661
692 | 159 | 692 | 0.0070854 | 694 | 0.0061385 | 0.0070854 | 3.075e-05 | 0.0069 | 0 | 7.1401e-06 | 2 | 0.00971
694 | 160 | 694 | 0.0061385 | 696 | 0.0053431 | 0.0061385 | 2.679e-05 | 0.006 | 0 | 6.277e-06 | 2 | 0.0097753
696 | 161 | 696 | 0.0053431 | 698 | 0.0046764 | 0.0053431 | 2.336e-05 | 0.0052 | 0 | 5.5207e-06 | 2 | 0.0098242
698 | 162 | 698 | 0.0046764 | 700 | 0.004102 | 0.0046764 | 2.038e-05 | 0.0046 | 0 | 4.8559e-06 | 2 | 0.0098732
700 | 163 | 700 | 0.004102 | 702 | 0.0035891 | 0.004102 | 1.78e-05 | 0.004 | 0 | 4.2779e-06 | 2 | 0.0099222
702 | 164 | 702 | 0.0035891 | 704 | 0.0031341 | 0.0035891 | 1.556e-05 | 0.0035 | 0 | 3.7702e-06 | 2 | 0.010004
704 | 165 | 704 | 0.0031341 | 706 | 0.0027381 | 0.0031341 | 1.36e-05 | 0.0031 | 0 | 3.3245e-06 | 2 | 0.010085
706 | 166 | 706 | 0.0027381 | 708 | 0.0023932 | 0.0027381 | 1.191e-05 | 0.0027 | 0 | 2.9331e-06 | 2 | 0.010151
708 | 167 | 708 | 0.0023932 | 710 | 0.002091 | 0.0023932 | 1.043e-05 | 0.0023 | 0 | 0 | 2 | 0.010232
710 | 168 | 710 | 0.002091 | 712 | 0.0018246 | 0.002091 | 9.14e-06 | 0.0021 | 0 | 0 | 2 | 0.010314
712 | 169 | 712 | 0.0018246 | 714 | 0.0015902 | 0.0018246 | 8.02e-06 | 0.0018 | 0 | 0 | 2 | 0.0099548
714 | 170 | 714 | 0.0015902 | 716 | 0.0013845 | 0.0015902 | 7.04e-06 | 0.0016 | 0 | 0 | 2 | 0.0095958
716 | 171 | 716 | 0.0013845 | 718 | 0.0012041 | 0.0013845 | 6.18e-06 | 0.0014 | 0 | 0 | 2 | 0.0092531
718 | 172 | 718 | 0.0012041 | 720 | 0.001047 | 0.0012041 | 5.44e-06 | 0.0012 | 0 | 0 | 2 | 0.008894
720 | 173 | 720 | 0.001047 | 722 | 0.00091111 | 0.001047 | 4.78e-06 | 0.001 | 0 | 0 | 2 | 0.008535
722 | 174 | 722 | 0.00091111 | 724 | 0.00079324 | 0.00091111 | 4.21e-06 | 0.0009 | 0 | 0 | 2 | 0.0087635
724 | 175 | 724 | 0.00079324 | 726 | 0.00069008 | 0.00079324 | 3.709e-06 | 0.0008 | 0 | 0 | 2 | 0.008992
726 | 176 | 726 | 0.00069008 | 728 | 0.0005995 | 0.00069008 | 3.27e-06 | 0.0007 | 0 | 0 | 2 | 0.0092204
728 | 177 | 728 | 0.0005995 | 730 | 0.00052 | 0.0005995 | 2.884e-06 | 0.0006 | 0 | 0 | 2 | 0.0094652
730 | 178 | 730 | 0.00052 | 732 | 0.00045005 | 0.00052 | 2.546e-06 | 0.0005 | 0 | 0 | 1 | 0.0096937
| #N/A | #N/A | #N/A | #N/A | #N/A | 0 | 0 | 0 | 0 | 0 | 0 | 0
| #N/A | #N/A | #N/A | #N/A | #N/A | 0 | 0 | 0 | 0 | 0 | 0 | 0
| #N/A | #N/A | #N/A | #N/A | #N/A | 0 | 0 | 0 | 0 | 0 | 0 | 0
| #N/A | #N/A | #N/A | #N/A | #N/A | 0 | 0 | 0 | 0 | 0 | 0 | 0
| #N/A | #N/A | #N/A | #N/A | #N/A | 0 | 0 | 0 | 0 | 0 | 0 | 0
| #N/A | #N/A | #N/A | #N/A | #N/A | 0 | 0 | 0 | 0 | 0 | 0 | 0
| #N/A | #N/A | #N/A | #N/A | #N/A | 0 | 0 | 0 | 0 | 0 | 0 | 0
| #N/A | #N/A | #N/A | #N/A | #N/A | 0 | 0 | 0 | 0 | 0 | 0 | 0
| #N/A | #N/A | #N/A | #N/A | #N/A | 0 | 0 | 0 | 0 | 0 | 0 | 0
| #N/A | #N/A | #N/A | #N/A | #N/A | 0 | 0 | 0 | 0 | 0 | 0 | 0
| #N/A | #N/A | #N/A | #N/A | #N/A | 0 | 0 | 0 | 0 | 0 | 0 | 0
| #N/A | #N/A | #N/A | #N/A | #N/A | 0 | 0 | 0 | 0 | 0 | 0 | 0
| #N/A | #N/A | #N/A | #N/A | #N/A | 0 | 0 | 0 | 0 | 0 | 0 | 0
| #N/A | #N/A | #N/A | #N/A | #N/A | 0 | 0 | 0 | 0 | 0 | 0 | 0
| #N/A | #N/A | #N/A | #N/A | #N/A | 0 | 0 | 0 | 0 | 0 | 0 | 0
| #N/A | #N/A | #N/A | #N/A | #N/A | 0 | 0 | 0 | 0 | 0 | 0 | 0
| #N/A | #N/A | #N/A | #N/A | #N/A | 0 | 0 | 0 | 0 | 0 | 0 | 0
| #N/A | #N/A | #N/A | #N/A | #N/A | 0 | 0 | 0 | 0 | 0 | 0 | 0
| #N/A | #N/A | #N/A | #N/A | #N/A | 0 | 0 | 0 | 0 | 0 | 0 | 0
| #N/A | #N/A | #N/A | #N/A | #N/A | 0 | 0 | 0 | 0 | 0 | 0 | 0
| #N/A | #N/A | #N/A | #N/A | #N/A | 0 | 0 | 0 | 0 | 0 | 0 | 0
| #N/A | #N/A | #N/A | #N/A | #N/A | 0 | 0 | 0 | 0 | 0 | 0 | 0
| #N/A | #N/A | #N/A | #N/A | #N/A | 0 | 0 | 0 | 0 | 0 | 0 | 0
| #N/A | #N/A | #N/A | #N/A | #N/A | 0 | 0 | 0 | 0 | 0 | 0 | 0
| #N/A | #N/A | #N/A | #N/A | #N/A | 0 | 0 | 0 | 0 | 0 | 0 | 0
| #N/A | #N/A | #N/A | #N/A | #N/A | 0 | 0 | 0 | 0 | 0 | 0 | 0
| #N/A | #N/A | #N/A | #N/A | #N/A | 0 | 0 | 0 | 0 | 0 | 0 | 0
| #N/A | #N/A | #N/A | #N/A | #N/A | 0 | 0 | 0 | 0 | 0 | 0 | 0
| #N/A | #N/A | #N/A | #N/A | #N/A | 0 | 0 | 0 | 0 | 0 | 0 | 0
| #N/A | #N/A | #N/A | #N/A | #N/A | 0 | 0 | 0 | 0 | 0 | 0 | 0
| #N/A | #N/A | #N/A | #N/A | #N/A | 0 | 0 | 0 | 0 | 0 | 0 | 0
| #N/A | #N/A | #N/A | #N/A | #N/A | 0 | 0 | 0 | 0 | 0 | 0 | 0
| #N/A | #N/A | #N/A | #N/A | #N/A | 0 | 0 | 0 | 0 | 0 | 0 | 0
| #N/A | #N/A | #N/A | #N/A | #N/A | 0 | 0 | 0 | 0 | 0 | 0 | 0
| #N/A | #N/A | #N/A | #N/A | #N/A | 0 | 0 | 0 | 0 | 0 | 0 | 0
| #N/A | #N/A | #N/A | #N/A | #N/A | 0 | 0 | 0 | 0 | 0 | 0 | 0
| #N/A | #N/A | #N/A | #N/A | #N/A | 0 | 0 | 0 | 0 | 0 | 0 | 0
| #N/A | #N/A | #N/A | #N/A | #N/A | 0 | 0 | 0 | 0 | 0 | 0 | 0
| #N/A | #N/A | #N/A | #N/A | #N/A | 0 | 0 | 0 | 0 | 0 | 0 | 0
| #N/A | #N/A | #N/A | #N/A | #N/A | 0 | 0 | 0 | 0 | 0 | 0 | 0
| #N/A | #N/A | #N/A | #N/A | #N/A | 0 | 0 | 0 | 0 | 0 | 0 | 0
| #N/A | #N/A | #N/A | #N/A | #N/A | 0 | 0 | 0 | 0 | 0 | 0 | 0
| #N/A | #N/A | #N/A | #N/A | #N/A | 0 | 0 | 0 | 0 | 0 | 0 | 0
| #N/A | #N/A | #N/A | #N/A | #N/A | 0 | 0 | 0 | 0 | 0 | 0 | 0
| #N/A | #N/A | #N/A | #N/A | #N/A | 0 | 0 | 0 | 0 | 0 | 0 | 0
| #N/A | #N/A | #N/A | #N/A | #N/A | 0 | 0 | 0 | 0 | 0 | 0 | 0
| #N/A | #N/A | #N/A | #N/A | #N/A | 0 | 0 | 0 | 0 | 0 | 0 | 0
| #N/A | #N/A | #N/A | #N/A | #N/A | 0 | 0 | 0 | 0 | 0 | 0 | 0
| #N/A | #N/A | #N/A | #N/A | #N/A | 0 | 0 | 0 | 0 | 0 | 0 | 0
| #N/A | #N/A | #N/A | #N/A | #N/A | 0 | 0 | 0 | 0 | 0 | 0 | 0
| #N/A | #N/A | #N/A | #N/A | #N/A | 0 | 0 | 0 | 0 | 0 | 0 | 0
| #N/A | #N/A | #N/A | #N/A | #N/A | 0 | 0 | 0 | 0 | 0 | 0 | 0
| #N/A | #N/A | #N/A | #N/A | #N/A | 0 | 0 | 0 | 0 | 0 | 0 | 0
| #N/A | #N/A | #N/A | #N/A | #N/A | 0 | 0 | 0 | 0 | 0 | 0 | 0
| #N/A | #N/A | #N/A | #N/A | #N/A | 0 | 0 | 0 | 0 | 0 | 0 | 0
| #N/A | #N/A | #N/A | #N/A | #N/A | 0 | 0 | 0 | 0 | 0 | 0 | 0
| #N/A | #N/A | #N/A | #N/A | #N/A | 0 | 0 | 0 | 0 | 0 | 0 | 0
| #N/A | #N/A | #N/A | #N/A | #N/A | 0 | 0 | 0 | 0 | 0 | 0 | 0
| #N/A | #N/A | #N/A | #N/A | #N/A | 0 | 0 | 0 | 0 | 0 | 0 | 0
| #N/A | #N/A | #N/A | #N/A | #N/A | 0 | 0 | 0 | 0 | 0 | 0 | 0
| #N/A | #N/A | #N/A | #N/A | #N/A | 0 | 0 | 0 | 0 | 0 | 0 | 0
| #N/A | #N/A | #N/A | #N/A | #N/A | 0 | 0 | 0 | 0 | 0 | 0 | 0
| #N/A | #N/A | #N/A | #N/A | #N/A | 0 | 0 | 0 | 0 | 0 | 0 | 0
| #N/A | #N/A | #N/A | #N/A | #N/A | 0 | 0 | 0 | 0 | 0 | 0 | 0
| #N/A | #N/A | #N/A | #N/A | #N/A | 0 | 0 | 0 | 0 | 0 | 0 | 0
| #N/A | #N/A | #N/A | #N/A | #N/A | 0 | 0 | 0 | 0 | 0 | 0 | 0
| #N/A | #N/A | #N/A | #N/A | #N/A | 0 | 0 | 0 | 0 | 0 | 0 | 0
| #N/A | #N/A | #N/A | #N/A | #N/A | 0 | 0 | 0 | 0 | 0 | 0 | 0
| #N/A | #N/A | #N/A | #N/A | #N/A | 0 | 0 | 0 | 0 | 0 | 0 | 0
| #N/A | #N/A | #N/A | #N/A | #N/A | 0 | 0 | 0 | 0 | 0 | 0 | 0
| #N/A | #N/A | #N/A | #N/A | #N/A | 0 | 0 | 0 | 0 | 0 | 0 | 0
| #N/A | #N/A | #N/A | #N/A | #N/A | 0 | 0 | 0 | 0 | 0 | 0 | 0
| #N/A | #N/A | #N/A | #N/A | #N/A | 0 | 0 | 0 | 0 | 0 | 0 | 0
| #N/A | #N/A | #N/A | #N/A | #N/A | 0 | 0 | 0 | 0 | 0 | 0 | 0
| #N/A | #N/A | #N/A | #N/A | #N/A | 0 | 0 | 0 | 0 | 0 | 0 | 0
| #N/A | #N/A | #N/A | #N/A | #N/A | 0 | 0 | 0 | 0 | 0 | 0 | 0
| #N/A | #N/A | #N/A | #N/A | #N/A | 0 | 0 | 0 | 0 | 0 | 0 | 0
| #N/A | #N/A | #N/A | #N/A | #N/A | 0 | 0 | 0 | 0 | 0 | 0 | 0
| #N/A | #N/A | #N/A | #N/A | #N/A | 0 | 0 | 0 | 0 | 0 | 0 | 0
| #N/A | #N/A | #N/A | #N/A | #N/A | 0 | 0 | 0 | 0 | 0 | 0 | 0
| #N/A | #N/A | #N/A | #N/A | #N/A | 0 | 0 | 0 | 0 | 0 | 0 | 0
| #N/A | #N/A | #N/A | #N/A | #N/A | 0 | 0 | 0 | 0 | 0 | 0 | 0
| #N/A | #N/A | #N/A | #N/A | #N/A | 0 | 0 | 0 | 0 | 0 | 0 | 0
| #N/A | #N/A | #N/A | #N/A | #N/A | 0 | 0 | 0 | 0 | 0 | 0 | 0
| #N/A | #N/A | #N/A | #N/A | #N/A | 0 | 0 | 0 | 0 | 0 | 0 | 0
| #N/A | #N/A | #N/A | #N/A | #N/A | 0 | 0 | 0 | 0 | 0 | 0 | 0
| #N/A | #N/A | #N/A | #N/A | #N/A | 0 | 0 | 0 | 0 | 0 | 0 | 0
| #N/A | #N/A | #N/A | #N/A | #N/A | 0 | 0 | 0 | 0 | 0 | 0 | 0
| #N/A | #N/A | #N/A | #N/A | #N/A | 0 | 0 | 0 | 0 | 0 | 0 | 0
| #N/A | #N/A | #N/A | #N/A | #N/A | 0 | 0 | 0 | 0 | 0 | 0 | 0
| #N/A | #N/A | #N/A | #N/A | #N/A | 0 | 0 | 0 | 0 | 0 | 0 | 0
| #N/A | #N/A | #N/A | #N/A | #N/A | 0 | 0 | 0 | 0 | 0 | 0 | 0
| #N/A | #N/A | #N/A | #N/A | #N/A | 0 | 0 | 0 | 0 | 0 | 0 | 0
| #N/A | #N/A | #N/A | #N/A | #N/A | 0 | 0 | 0 | 0 | 0 | 0 | 0
| #N/A | #N/A | #N/A | #N/A | #N/A | 0 | 0 | 0 | 0 | 0 | 0 | 0
| #N/A | #N/A | #N/A | #N/A | #N/A | 0 | 0 | 0 | 0 | 0 | 0 | 0
| #N/A | #N/A | #N/A | #N/A | #N/A | 0 | 0 | 0 | 0 | 0 | 0 | 0
| #N/A | #N/A | #N/A | #N/A | #N/A | 0 | 0 | 0 | 0 | 0 | 0 | 0
| #N/A | #N/A | #N/A | #N/A | #N/A | 0 | 0 | 0 | 0 | 0 | 0 | 0
| #N/A | #N/A | #N/A | #N/A | #N/A | 0 | 0 | 0 | 0 | 0 | 0 | 0
| #N/A | #N/A | #N/A | #N/A | #N/A | 0 | 0 | 0 | 0 | 0 | 0 | 0
| #N/A | #N/A | #N/A | #N/A | #N/A | 0 | 0 | 0 | 0 | 0 | 0 | 0
| #N/A | #N/A | #N/A | #N/A | #N/A | 0 | 0 | 0 | 0 | 0 | 0 | 0
| #N/A | #N/A | #N/A | #N/A | #N/A | 0 | 0 | 0 | 0 | 0 | 0 | 0
| #N/A | #N/A | #N/A | #N/A | #N/A | 0 | 0 | 0 | 0 | 0 | 0 | 0
| #N/A | #N/A | #N/A | #N/A | #N/A | 0 | 0 | 0 | 0 | 0 | 0 | 0
| #N/A | #N/A | #N/A | #N/A | #N/A | 0 | 0 | 0 | 0 | 0 | 0 | 0
| #N/A | #N/A | #N/A | #N/A | #N/A | 0 | 0 | 0 | 0 | 0 | 0 | 0
| #N/A | #N/A | #N/A | #N/A | #N/A | 0 | 0 | 0 | 0 | 0 | 0 | 0
| #N/A | #N/A | #N/A | #N/A | #N/A | 0 | 0 | 0 | 0 | 0 | 0 | 0
| #N/A | #N/A | #N/A | #N/A | #N/A | 0 | 0 | 0 | 0 | 0 | 0 | 0
| #N/A | #N/A | #N/A | #N/A | #N/A | 0 | 0 | 0 | 0 | 0 | 0 | 0
| #N/A | #N/A | #N/A | #N/A | #N/A | 0 | 0 | 0 | 0 | 0 | 0 | 0
| #N/A | #N/A | #N/A | #N/A | #N/A | 0 | 0 | 0 | 0 | 0 | 0 | 0
| #N/A | #N/A | #N/A | #N/A | #N/A | 0 | 0 | 0 | 0 | 0 | 0 | 0
| #N/A | #N/A | #N/A | #N/A | #N/A | 0 | 0 | 0 | 0 | 0 | 0 | 0
| #N/A | #N/A | #N/A | #N/A | #N/A | 0 | 0 | 0 | 0 | 0 | 0 | 0
| #N/A | #N/A | #N/A | #N/A | #N/A | 0 | 0 | 0 | 0 | 0 | 0 | 0
| #N/A | #N/A | #N/A | #N/A | #N/A | 0 | 0 | 0 | 0 | 0 | 0 | 0
| #N/A | #N/A | #N/A | #N/A | #N/A | 0 | 0 | 0 | 0 | 0 | 0 | 0
| #N/A | #N/A | #N/A | #N/A | #N/A | 0 | 0 | 0 | 0 | 0 | 0 | 0
| #N/A | #N/A | #N/A | #N/A | #N/A | 0 | 0 | 0 | 0 | 0 | 0 | 0
| #N/A | #N/A | #N/A | #N/A | #N/A | 0 | 0 | 0 | 0 | 0 | 0 | 0
| #N/A | #N/A | #N/A | #N/A | #N/A | 0 | 0 | 0 | 0 | 0 | 0 | 0
| #N/A | #N/A | #N/A | #N/A | #N/A | 0 | 0 | 0 | 0 | 0 | 0 | 0
| #N/A | #N/A | #N/A | #N/A | #N/A | 0 | 0 | 0 | 0 | 0 | 0 | 0
| #N/A | #N/A | #N/A | #N/A | #N/A | 0 | 0 | 0 | 0 | 0 | 0 | 0
| #N/A | #N/A | #N/A | #N/A | #N/A | 0 | 0 | 0 | 0 | 0 | 0 | 0
| #N/A | #N/A | #N/A | #N/A | #N/A | 0 | 0 | 0 | 0 | 0 | 0 | 0
| #N/A | #N/A | #N/A | #N/A | #N/A | 0 | 0 | 0 | 0 | 0 | 0 | 0
| #N/A | #N/A | #N/A | #N/A | #N/A | 0 | 0 | 0 | 0 | 0 | 0 | 0
| #N/A | #N/A | #N/A | #N/A | #N/A | 0 | 0 | 0 | 0 | 0 | 0 | 0
| #N/A | #N/A | #N/A | #N/A | #N/A | 0 | 0 | 0 | 0 | 0 | 0 | 0
| #N/A | #N/A | #N/A | #N/A | #N/A | 0 | 0 | 0 | 0 | 0 | 0 | 0
| #N/A | #N/A | #N/A | #N/A | #N/A | 0 | 0 | 0 | 0 | 0 | 0 | 0
| #N/A | #N/A | #N/A | #N/A | #N/A | 0 | 0 | 0 | 0 | 0 | 0 | 0
| #N/A | #N/A | #N/A | #N/A | #N/A | 0 | 0 | 0 | 0 | 0 | 0 | 0
| #N/A | #N/A | #N/A | #N/A | #N/A | 0 | 0 | 0 | 0 | 0 | 0 | 0
| #N/A | #N/A | #N/A | #N/A | #N/A | 0 | 0 | 0 | 0 | 0 | 0 | 0
| #N/A | #N/A | #N/A | #N/A | #N/A | 0 | 0 | 0 | 0 | 0 | 0 | 0
| #N/A | #N/A | #N/A | #N/A | #N/A | 0 | 0 | 0 | 0 | 0 | 0 | 0
| #N/A | #N/A | #N/A | #N/A | #N/A | 0 | 0 | 0 | 0 | 0 | 0 | 0
| #N/A | #N/A | #N/A | #N/A | #N/A | 0 | 0 | 0 | 0 | 0 | 0 | 0
| #N/A | #N/A | #N/A | #N/A | #N/A | 0 | 0 | 0 | 0 | 0 | 0 | 0
| #N/A | #N/A | #N/A | #N/A | #N/A | 0 | 0 | 0 | 0 | 0 | 0 | 0
| #N/A | #N/A | #N/A | #N/A | #N/A | 0 | 0 | 0 | 0 | 0 | 0 | 0
| #N/A | #N/A | #N/A | #N/A | #N/A | 0 | 0 | 0 | 0 | 0 | 0 | 0
| #N/A | #N/A | #N/A | #N/A | #N/A | 0 | 0 | 0 | 0 | 0 | 0 | 0
| #N/A | #N/A | #N/A | #N/A | #N/A | 0 | 0 | 0 | 0 | 0 | 0 | 0
| #N/A | #N/A | #N/A | #N/A | #N/A | 0 | 0 | 0 | 0 | 0 | 0 | 0
| #N/A | #N/A | #N/A | #N/A | #N/A | 0 | 0 | 0 | 0 | 0 | 0 | 0
| #N/A | #N/A | #N/A | #N/A | #N/A | 0 | 0 | 0 | 0 | 0 | 0 | 0
| #N/A | #N/A | #N/A | #N/A | #N/A | 0 | 0 | 0 | 0 | 0 | 0 | 0
| #N/A | #N/A | #N/A | #N/A | #N/A | 0 | 0 | 0 | 0 | 0 | 0 | 0
| #N/A | #N/A | #N/A | #N/A | #N/A | 0 | 0 | 0 | 0 | 0 | 0 | 0
| #N/A | #N/A | #N/A | #N/A | #N/A | 0 | 0 | 0 | 0 | 0 | 0 | 0
| #N/A | #N/A | #N/A | #N/A | #N/A | 0 | 0 | 0 | 0 | 0 | 0 | 0
| #N/A | #N/A | #N/A | #N/A | #N/A | 0 | 0 | 0 | 0 | 0 | 0 | 0
| #N/A | #N/A | #N/A | #N/A | #N/A | 0 | 0 | 0 | 0 | 0 | 0 | 0
| #N/A | #N/A | #N/A | #N/A | #N/A | 0 | 0 | 0 | 0 | 0 | 0 | 0
| #N/A | #N/A | #N/A | #N/A | #N/A | 0 | 0 | 0 | 0 | 0 | 0 | 0
| #N/A | #N/A | #N/A | #N/A | #N/A | 0 | 0 | 0 | 0 | 0 | 0 | 0
| #N/A | #N/A | #N/A | #N/A | #N/A | 0 | 0 | 0 | 0 | 0 | 0 | 0
| #N/A | #N/A | #N/A | #N/A | #N/A | 0 | 0 | 0 | 0 | 0 | 0 | 0
| #N/A | #N/A | #N/A | #N/A | #N/A | 0 | 0 | 0 | 0 | 0 | 0 | 0
| #N/A | #N/A | #N/A | #N/A | #N/A | 0 | 0 | 0 | 0 | 0 | 0 | 0
| #N/A | #N/A | #N/A | #N/A | #N/A | 0 | 0 | 0 | 0 | 0 | 0 | 0
| #N/A | #N/A | #N/A | #N/A | #N/A | 0 | 0 | 0 | 0 | 0 | 0 | 0
| #N/A | #N/A | #N/A | #N/A | #N/A | 0 | 0 | 0 | 0 | 0 | 0 | 0
| #N/A | #N/A | #N/A | #N/A | #N/A | 0 | 0 | 0 | 0 | 0 | 0 | 0
| #N/A | #N/A | #N/A | #N/A | #N/A | 0 | 0 | 0 | 0 | 0 | 0 | 0
| #N/A | #N/A | #N/A | #N/A | #N/A | 0 | 0 | 0 | 0 | 0 | 0 | 0
| #N/A | #N/A | #N/A | #N/A | #N/A | 0 | 0 | 0 | 0 | 0 | 0 | 0
| #N/A | #N/A | #N/A | #N/A | #N/A | 0 | 0 | 0 | 0 | 0 | 0 | 0
| #N/A | #N/A | #N/A | #N/A | #N/A | 0 | 0 | 0 | 0 | 0 | 0 | 0
| #N/A | #N/A | #N/A | #N/A | #N/A | 0 | 0 | 0 | 0 | 0 | 0 | 0
| #N/A | #N/A | #N/A | #N/A | #N/A | 0 | 0 | 0 | 0 | 0 | 0 | 0
| #N/A | #N/A | #N/A | #N/A | #N/A | 0 | 0 | 0 | 0 | 0 | 0 | 0
| #N/A | #N/A | #N/A | #N/A | #N/A | 0 | 0 | 0 | 0 | 0 | 0 | 0
| #N/A | #N/A | #N/A | #N/A | #N/A | 0 | 0 | 0 | 0 | 0 | 0 | 0
| #N/A | #N/A | #N/A | #N/A | #N/A | 0 | 0 | 0 | 0 | 0 | 0 | 0
| #N/A | #N/A | #N/A | #N/A | #N/A | 0 | 0 | 0 | 0 | 0 | 0 | 0
| #N/A | #N/A | #N/A | #N/A | #N/A | 0 | 0 | 0 | 0 | 0 | 0 | 0
| #N/A | #N/A | #N/A | #N/A | #N/A | 0 | 0 | 0 | 0 | 0 | 0 | 0
| #N/A | #N/A | #N/A | #N/A | #N/A | 0 | 0 | 0 | 0 | 0 | 0 | 0
| #N/A | #N/A | #N/A | #N/A | #N/A | 0 | 0 | 0 | 0 | 0 | 0 | 0
| #N/A | #N/A | #N/A | #N/A | #N/A | 0 | 0 | 0 | 0 | 0 | 0 | 0
| #N/A | #N/A | #N/A | #N/A | #N/A | 0 | 0 | 0 | 0 | 0 | 0 | 0
| #N/A | #N/A | #N/A | #N/A | #N/A | 0 | 0 | 0 | 0 | 0 | 0 | 0
| #N/A | #N/A | #N/A | #N/A | #N/A | 0 | 0 | 0 | 0 | 0 | 0 | 0
| #N/A | #N/A | #N/A | #N/A | #N/A | 0 | 0 | 0 | 0 | 0 | 0 | 0
| #N/A | #N/A | #N/A | #N/A | #N/A | 0 | 0 | 0 | 0 | 0 | 0 | 0
| #N/A | #N/A | #N/A | #N/A | #N/A | 0 | 0 | 0 | 0 | 0 | 0 | 0
| #N/A | #N/A | #N/A | #N/A | #N/A | 0 | 0 | 0 | 0 | 0 | 0 | 0
| #N/A | #N/A | #N/A | #N/A | #N/A | 0 | 0 | 0 | 0 | 0 | 0 | 0
| #N/A | #N/A | #N/A | #N/A | #N/A | 0 | 0 | 0 | 0 | 0 | 0 | 0
| #N/A | #N/A | #N/A | #N/A | #N/A | 0 | 0 | 0 | 0 | 0 | 0 | 0
| #N/A | #N/A | #N/A | #N/A | #N/A | 0 | 0 | 0 | 0 | 0 | 0 | 0
| #N/A | #N/A | #N/A | #N/A | #N/A | 0 | 0 | 0 | 0 | 0 | 0 | 0
| #N/A | #N/A | #N/A | #N/A | #N/A | 0 | 0 | 0 | 0 | 0 | 0 | 0
| #N/A | #N/A | #N/A | #N/A | #N/A | 0 | 0 | 0 | 0 | 0 | 0 | 0
| #N/A | #N/A | #N/A | #N/A | #N/A | 0 | 0 | 0 | 0 | 0 | 0 | 0
| #N/A | #N/A | #N/A | #N/A | #N/A | 0 | 0 | 0 | 0 | 0 | 0 | 0
| #N/A | #N/A | #N/A | #N/A | #N/A | 0 | 0 | 0 | 0 | 0 | 0 | 0
| #N/A | #N/A | #N/A | #N/A | #N/A | 0 | 0 | 0 | 0 | 0 | 0 | 0
| #N/A | #N/A | #N/A | #N/A | #N/A | 0 | 0 | 0 | 0 | 0 | 0 | 0
| #N/A | #N/A | #N/A | #N/A | #N/A | 0 | 0 | 0 | 0 | 0 | 0 | 0
| #N/A | #N/A | #N/A | #N/A | #N/A | 0 | 0 | 0 | 0 | 0 | 0 | 0
| #N/A | #N/A | #N/A | #N/A | #N/A | 0 | 0 | 0 | 0 | 0 | 0 | 0
| #N/A | #N/A | #N/A | #N/A | #N/A | 0 | 0 | 0 | 0 | 0 | 0 | 0
| #N/A | #N/A | #N/A | #N/A | #N/A | 0 | 0 | 0 | 0 | 0 | 0 | 0
| #N/A | #N/A | #N/A | #N/A | #N/A | 0 | 0 | 0 | 0 | 0 | 0 | 0
| #N/A | #N/A | #N/A | #N/A | #N/A | 0 | 0 | 0 | 0 | 0 | 0 | 0
| #N/A | #N/A | #N/A | #N/A | #N/A | 0 | 0 | 0 | 0 | 0 | 0 | 0
| #N/A | #N/A | #N/A | #N/A | #N/A | 0 | 0 | 0 | 0 | 0 | 0 | 0
| #N/A | #N/A | #N/A | #N/A | #N/A | 0 | 0 | 0 | 0 | 0 | 0 | 0
| #N/A | #N/A | #N/A | #N/A | #N/A | 0 | 0 | 0 | 0 | 0 | 0 | 0
| #N/A | #N/A | #N/A | #N/A | #N/A | 0 | 0 | 0 | 0 | 0 | 0 | 0
| #N/A | #N/A | #N/A | #N/A | #N/A | 0 | 0 | 0 | 0 | 0 | 0 | 0
| #N/A | #N/A | #N/A | #N/A | #N/A | 0 | 0 | 0 | 0 | 0 | 0 | 0
| #N/A | #N/A | #N/A | #N/A | #N/A | 0 | 0 | 0 | 0 | 0 | 0 | 0
| #N/A | #N/A | #N/A | #N/A | #N/A | 0 | 0 | 0 | 0 | 0 | 0 | 0
| #N/A | #N/A | #N/A | #N/A | #N/A | 0 | 0 | 0 | 0 | 0 | 0 | 0
| #N/A | #N/A | #N/A | #N/A | #N/A | 0 | 0 | 0 | 0 | 0 | 0 | 0
| #N/A | #N/A | #N/A | #N/A | #N/A | 0 | 0 | 0 | 0 | 0 | 0 | 0
| #N/A | #N/A | #N/A | #N/A | #N/A | 0 | 0 | 0 | 0 | 0 | 0 | 0
| #N/A | #N/A | #N/A | #N/A | #N/A | 0 | 0 | 0 | 0 | 0 | 0 | 0
| #N/A | #N/A | #N/A | #N/A | #N/A | 0 | 0 | 0 | 0 | 0 | 0 | 0
| #N/A | #N/A | #N/A | #N/A | #N/A | 0 | 0 | 0 | 0 | 0 | 0 | 0
| #N/A | #N/A | #N/A | #N/A | #N/A | 0 | 0 | 0 | 0 | 0 | 0 | 0
| #N/A | #N/A | #N/A | #N/A | #N/A | 0 | 0 | 0 | 0 | 0 | 0 | 0
| #N/A | #N/A | #N/A | #N/A | #N/A | 0 | 0 | 0 | 0 | 0 | 0 | 0
| #N/A | #N/A | #N/A | #N/A | #N/A | 0 | 0 | 0 | 0 | 0 | 0 | 0
| #N/A | #N/A | #N/A | #N/A | #N/A | 0 | 0 | 0 | 0 | 0 | 0 | 0
| #N/A | #N/A | #N/A | #N/A | #N/A | 0 | 0 | 0 | 0 | 0 | 0 | 0
| #N/A | #N/A | #N/A | #N/A | #N/A | 0 | 0 | 0 | 0 | 0 | 0 | 0
| #N/A | #N/A | #N/A | #N/A | #N/A | 0 | 0 | 0 | 0 | 0 | 0 | 0
| #N/A | #N/A | #N/A | #N/A | #N/A | 0 | 0 | 0 | 0 | 0 | 0 | 0
| #N/A | #N/A | #N/A | #N/A | #N/A | 0 | 0 | 0 | 0 | 0 | 0 | 0
| #N/A | #N/A | #N/A | #N/A | #N/A | 0 | 0 | 0 | 0 | 0 | 0 | 0
| #N/A | #N/A | #N/A | #N/A | #N/A | 0 | 0 | 0 | 0 | 0 | 0 | 0
| #N/A | #N/A | #N/A | #N/A | #N/A | 0 | 0 | 0 | 0 | 0 | 0 | 0
| #N/A | #N/A | #N/A | #N/A | #N/A | 0 | 0 | 0 | 0 | 0 | 0 | 0
| #N/A | #N/A | #N/A | #N/A | #N/A | 0 | 0 | 0 | 0 | 0 | 0 | 0
| #N/A | #N/A | #N/A | #N/A | #N/A | 0 | 0 | 0 | 0 | 0 | 0 | 0
| #N/A | #N/A | #N/A | #N/A | #N/A | 0 | 0 | 0 | 0 | 0 | 0 | 0
| #N/A | #N/A | #N/A | #N/A | #N/A | 0 | 0 | 0 | 0 | 0 | 0 | 0
| #N/A | #N/A | #N/A | #N/A | #N/A | 0 | 0 | 0 | 0 | 0 | 0 | 0
| #N/A | #N/A | #N/A | #N/A | #N/A | 0 | 0 | 0 | 0 | 0 | 0 | 0
| #N/A | #N/A | #N/A | #N/A | #N/A | 0 | 0 | 0 | 0 | 0 | 0 | 0
| #N/A | #N/A | #N/A | #N/A | #N/A | 0 | 0 | 0 | 0 | 0 | 0 | 0
| #N/A | #N/A | #N/A | #N/A | #N/A | 0 | 0 | 0 | 0 | 0 | 0 | 0
| #N/A | #N/A | #N/A | #N/A | #N/A | 0 | 0 | 0 | 0 | 0 | 0 | 0
| #N/A | #N/A | #N/A | #N/A | #N/A | 0 | 0 | 0 | 0 | 0 | 0 | 0
| #N/A | #N/A | #N/A | #N/A | #N/A | 0 | 0 | 0 | 0 | 0 | 0 | 0
| #N/A | #N/A | #N/A | #N/A | #N/A | 0 | 0 | 0 | 0 | 0 | 0 | 0
| #N/A | #N/A | #N/A | #N/A | #N/A | 0 | 0 | 0 | 0 | 0 | 0 | 0
| #N/A | #N/A | #N/A | #N/A | #N/A | 0 | 0 | 0 | 0 | 0 | 0 | 0
| #N/A | #N/A | #N/A | #N/A | #N/A | 0 | 0 | 0 | 0 | 0 | 0 | 0
| #N/A | #N/A | #N/A | #N/A | #N/A | 0 | 0 | 0 | 0 | 0 | 0 | 0
| #N/A | #N/A | #N/A | #N/A | #N/A | 0 | 0 | 0 | 0 | 0 | 0 | 0
| #N/A | #N/A | #N/A | #N/A | #N/A | 0 | 0 | 0 | 0 | 0 | 0 | 0
| #N/A | #N/A | #N/A | #N/A | #N/A | 0 | 0 | 0 | 0 | 0 | 0 | 0
| #N/A | #N/A | #N/A | #N/A | #N/A | 0 | 0 | 0 | 0 | 0 | 0 | 0
| #N/A | #N/A | #N/A | #N/A | #N/A | 0 | 0 | 0 | 0 | 0 | 0 | 0
| #N/A | #N/A | #N/A | #N/A | #N/A | 0 | 0 | 0 | 0 | 0 | 0 | 0
| #N/A | #N/A | #N/A | #N/A | #N/A | 0 | 0 | 0 | 0 | 0 | 0 | 0
| #N/A | #N/A | #N/A | #N/A | #N/A | 0 | 0 | 0 | 0 | 0 | 0 | 0
| #N/A | #N/A | #N/A | #N/A | #N/A | 0 | 0 | 0 | 0 | 0 | 0 | 0
| #N/A | #N/A | #N/A | #N/A | #N/A | 0 | 0 | 0 | 0 | 0 | 0 | 0
| #N/A | #N/A | #N/A | #N/A | #N/A | 0 | 0 | 0 | 0 | 0 | 0 | 0
| #N/A | #N/A | #N/A | #N/A | #N/A | 0 | 0 | 0 | 0 | 0 | 0 | 0
| #N/A | #N/A | #N/A | #N/A | #N/A | 0 | 0 | 0 | 0 | 0 | 0 | 0
| #N/A | #N/A | #N/A | #N/A | #N/A | 0 | 0 | 0 | 0 | 0 | 0 | 0
| #N/A | #N/A | #N/A | #N/A | #N/A | 0 | 0 | 0 | 0 | 0 | 0 | 0
| #N/A | #N/A | #N/A | #N/A | #N/A | 0 | 0 | 0 | 0 | 0 | 0 | 0
| #N/A | #N/A | #N/A | #N/A | #N/A | 0 | 0 | 0 | 0 | 0 | 0 | 0
| #N/A | #N/A | #N/A | #N/A | #N/A | 0 | 0 | 0 | 0 | 0 | 0 | 0
| #N/A | #N/A | #N/A | #N/A | #N/A | 0 | 0 | 0 | 0 | 0 | 0 | 0
| #N/A | #N/A | #N/A | #N/A | #N/A | 0 | 0 | 0 | 0 | 0 | 0 | 0
| #N/A | #N/A | #N/A | #N/A | #N/A | 0 | 0 | 0 | 0 | 0 | 0 | 0
| #N/A | #N/A | #N/A | #N/A | #N/A | 0 | 0 | 0 | 0 | 0 | 0 | 0
| #N/A | #N/A | #N/A | #N/A | #N/A | 0 | 0 | 0 | 0 | 0 | 0 | 0
| #N/A | #N/A | #N/A | #N/A | #N/A | 0 | 0 | 0 | 0 | 0 | 0 | 0
| #N/A | #N/A | #N/A | #N/A | #N/A | 0 | 0 | 0 | 0 | 0 | 0 | 0
| #N/A | #N/A | #N/A | #N/A | #N/A | 0 | 0 | 0 | 0 | 0 | 0 | 0
| #N/A | #N/A | #N/A | #N/A | #N/A | 0 | 0 | 0 | 0 | 0 | 0 | 0
| #N/A | #N/A | #N/A | #N/A | #N/A | 0 | 0 | 0 | 0 | 0 | 0 | 0
| #N/A | #N/A | #N/A | #N/A | #N/A | 0 | 0 | 0 | 0 | 0 | 0 | 0
| #N/A | #N/A | #N/A | #N/A | #N/A | 0 | 0 | 0 | 0 | 0 | 0 | 0
| #N/A | #N/A | #N/A | #N/A | #N/A | 0 | 0 | 0 | 0 | 0 | 0 | 0
| #N/A | #N/A | #N/A | #N/A | #N/A | 0 | 0 | 0 | 0 | 0 | 0 | 0
| #N/A | #N/A | #N/A | #N/A | #N/A | 0 | 0 | 0 | 0 | 0 | 0 | 0
| #N/A | #N/A | #N/A | #N/A | #N/A | 0 | 0 | 0 | 0 | 0 | 0 | 0
| #N/A | #N/A | #N/A | #N/A | #N/A | 0 | 0 | 0 | 0 | 0 | 0 | 0
| #N/A | #N/A | #N/A | #N/A | #N/A | 0 | 0 | 0 | 0 | 0 | 0 | 0
| #N/A | #N/A | #N/A | #N/A | #N/A | 0 | 0 | 0 | 0 | 0 | 0 | 0
| #N/A | #N/A | #N/A | #N/A | #N/A | 0 | 0 | 0 | 0 | 0 | 0 | 0
| #N/A | #N/A | #N/A | #N/A | #N/A | 0 | 0 | 0 | 0 | 0 | 0 | 0
| #N/A | #N/A | #N/A | #N/A | #N/A | 0 | 0 | 0 | 0 | 0 | 0 | 0
| #N/A | #N/A | #N/A | #N/A | #N/A | 0 | 0 | 0 | 0 | 0 | 0 | 0
| #N/A | #N/A | #N/A | #N/A | #N/A | 0 | 0 | 0 | 0 | 0 | 0 | 0
| #N/A | #N/A | #N/A | #N/A | #N/A | 0 | 0 | 0 | 0 | 0 | 0 | 0
| #N/A | #N/A | #N/A | #N/A | #N/A | 0 | 0 | 0 | 0 | 0 | 0 | 0
| #N/A | #N/A | #N/A | #N/A | #N/A | 0 | 0 | 0 | 0 | 0 | 0 | 0
| #N/A | #N/A | #N/A | #N/A | #N/A | 0 | 0 | 0 | 0 | 0 | 0 | 0
| #N/A | #N/A | #N/A | #N/A | #N/A | 0 | 0 | 0 | 0 | 0 | 0 | 0
| #N/A | #N/A | #N/A | #N/A | #N/A | 0 | 0 | 0 | 0 | 0 | 0 | 0
| #N/A | #N/A | #N/A | #N/A | #N/A | 0 | 0 | 0 | 0 | 0 | 0 | 0
| #N/A | #N/A | #N/A | #N/A | #N/A | 0 | 0 | 0 | 0 | 0 | 0 | 0
| #N/A | #N/A | #N/A | #N/A | #N/A | 0 | 0 | 0 | 0 | 0 | 0 | 0
| #N/A | #N/A | #N/A | #N/A | #N/A | 0 | 0 | 0 | 0 | 0 | 0 | 0
| #N/A | #N/A | #N/A | #N/A | #N/A | 0 | 0 | 0 | 0 | 0 | 0 | 0
| #N/A | #N/A | #N/A | #N/A | #N/A | 0 | 0 | 0 | 0 | 0 | 0 | 0
| #N/A | #N/A | #N/A | #N/A | #N/A | 0 | 0 | 0 | 0 | 0 | 0 | 0
| #N/A | #N/A | #N/A | #N/A | #N/A | 0 | 0 | 0 | 0 | 0 | 0 | 0
| #N/A | #N/A | #N/A | #N/A | #N/A | 0 | 0 | 0 | 0 | 0 | 0 | 0
| #N/A | #N/A | #N/A | #N/A | #N/A | 0 | 0 | 0 | 0 | 0 | 0 | 0
| #N/A | #N/A | #N/A | #N/A | #N/A | 0 | 0 | 0 | 0 | 0 | 0 | 0
| #N/A | #N/A | #N/A | #N/A | #N/A | 0 | 0 | 0 | 0 | 0 | 0 | 0
| #N/A | #N/A | #N/A | #N/A | #N/A | 0 | 0 | 0 | 0 | 0 | 0 | 0
| #N/A | #N/A | #N/A | #N/A | #N/A | 0 | 0 | 0 | 0 | 0 | 0 | 0
| #N/A | #N/A | #N/A | #N/A | #N/A | 0 | 0 | 0 | 0 | 0 | 0 | 0
| #N/A | #N/A | #N/A | #N/A | #N/A | 0 | 0 | 0 | 0 | 0 | 0 | 0
| #N/A | #N/A | #N/A | #N/A | #N/A | 0 | 0 | 0 | 0 | 0 | 0 | 0
| #N/A | #N/A | #N/A | #N/A | #N/A | 0 | 0 | 0 | 0 | 0 | 0 | 0
| #N/A | #N/A | #N/A | #N/A | #N/A | 0 | 0 | 0 | 0 | 0 | 0 | 0
| #N/A | #N/A | #N/A | #N/A | #N/A | 0 | 0 | 0 | 0 | 0 | 0 | 0
| #N/A | #N/A | #N/A | #N/A | #N/A | 0 | 0 | 0 | 0 | 0 | 0 | 0
| #N/A | #N/A | #N/A | #N/A | #N/A | 0 | 0 | 0 | 0 | 0 | 0 | 0
| #N/A | #N/A | #N/A | #N/A | #N/A | 0 | 0 | 0 | 0 | 0 | 0 | 0
| #N/A | #N/A | #N/A | #N/A | #N/A | 0 | 0 | 0 | 0 | 0 | 0 | 0
| #N/A | #N/A | #N/A | #N/A | #N/A | 0 | 0 | 0 | 0 | 0 | 0 | 0
| #N/A | #N/A | #N/A | #N/A | #N/A | 0 | 0 | 0 | 0 | 0 | 0 | 0
| #N/A | #N/A | #N/A | #N/A | #N/A | 0 | 0 | 0 | 0 | 0 | 0 | 0
| #N/A | #N/A | #N/A | #N/A | #N/A | 0 | 0 | 0 | 0 | 0 | 0 | 0
| #N/A | #N/A | #N/A | #N/A | #N/A | 0 | 0 | 0 | 0 | 0 | 0 | 0
| #N/A | #N/A | #N/A | #N/A | #N/A | 0 | 0 | 0 | 0 | 0 | 0 | 0
| #N/A | #N/A | #N/A | #N/A | #N/A | 0 | 0 | 0 | 0 | 0 | 0 | 0
| #N/A | #N/A | #N/A | #N/A | #N/A | 0 | 0 | 0 | 0 | 0 | 0 | 0
| #N/A | #N/A | #N/A | #N/A | #N/A | 0 | 0 | 0 | 0 | 0 | 0 | 0
| #N/A | #N/A | #N/A | #N/A | #N/A | 0 | 0 | 0 | 0 | 0 | 0 | 0
| #N/A | #N/A | #N/A | #N/A | #N/A | 0 | 0 | 0 | 0 | 0 | 0 | 0
| #N/A | #N/A | #N/A | #N/A | #N/A | 0 | 0 | 0 | 0 | 0 | 0 | 0
| #N/A | #N/A | #N/A | #N/A | #N/A | 0 | 0 | 0 | 0 | 0 | 0 | 0
| #N/A | #N/A | #N/A | #N/A | #N/A | 0 | 0 | 0 | 0 | 0 | 0 | 0
| #N/A | #N/A | #N/A | #N/A | #N/A | 0 | 0 | 0 | 0 | 0 | 0 | 0
| #N/A | #N/A | #N/A | #N/A | #N/A | 0 | 0 | 0 | 0 | 0 | 0 | 0
| #N/A | #N/A | #N/A | #N/A | #N/A | 0 | 0 | 0 | 0 | 0 | 0 | 0
| #N/A | #N/A | #N/A | #N/A | #N/A | 0 | 0 | 0 | 0 | 0 | 0 | 0
| #N/A | #N/A | #N/A | #N/A | #N/A | 0 | 0 | 0 | 0 | 0 | 0 | 0
| #N/A | #N/A | #N/A | #N/A | #N/A | 0 | 0 | 0 | 0 | 0 | 0 | 0
| #N/A | #N/A | #N/A | #N/A | #N/A | 0 | 0 | 0 | 0 | 0 | 0 | 0
| #N/A | #N/A | #N/A | #N/A | #N/A | 0 | 0 | 0 | 0 | 0 | 0 | 0
| #N/A | #N/A | #N/A | #N/A | #N/A | 0 | 0 | 0 | 0 | 0 | 0 | 0
| #N/A | #N/A | #N/A | #N/A | #N/A | 0 | 0 | 0 | 0 | 0 | 0 | 0
| #N/A | #N/A | #N/A | #N/A | #N/A | 0 | 0 | 0 | 0 | 0 | 0 | 0
| #N/A | #N/A | #N/A | #N/A | #N/A | 0 | 0 | 0 | 0 | 0 | 0 | 0
| #N/A | #N/A | #N/A | #N/A | #N/A | 0 | 0 | 0 | 0 | 0 | 0 | 0
| #N/A | #N/A | #N/A | #N/A | #N/A | 0 | 0 | 0 | 0 | 0 | 0 | 0
| #N/A | #N/A | #N/A | #N/A | #N/A | 0 | 0 | 0 | 0 | 0 | 0 | 0
| #N/A | #N/A | #N/A | #N/A | #N/A | 0 | 0 | 0 | 0 | 0 | 0 | 0
| #N/A | #N/A | #N/A | #N/A | #N/A | 0 | 0 | 0 | 0 | 0 | 0 | 0
| #N/A | #N/A | #N/A | #N/A | #N/A | 0 | 0 | 0 | 0 | 0 | 0 | 0
| #N/A | #N/A | #N/A | #N/A | #N/A | 0 | 0 | 0 | 0 | 0 | 0 | 0
| #N/A | #N/A | #N/A | #N/A | #N/A | 0 | 0 | 0 | 0 | 0 | 0 | 0
| #N/A | #N/A | #N/A | #N/A | #N/A | 0 | 0 | 0 | 0 | 0 | 0 | 0
| #N/A | #N/A | #N/A | #N/A | #N/A | 0 | 0 | 0 | 0 | 0 | 0 | 0
| #N/A | #N/A | #N/A | #N/A | #N/A | 0 | 0 | 0 | 0 | 0 | 0 | 0
| #N/A | #N/A | #N/A | #N/A | #N/A | 0 | 0 | 0 | 0 | 0 | 0 | 0
| #N/A | #N/A | #N/A | #N/A | #N/A | 0 | 0 | 0 | 0 | 0 | 0 | 0
| #N/A | #N/A | #N/A | #N/A | #N/A | 0 | 0 | 0 | 0 | 0 | 0 | 0
| #N/A | #N/A | #N/A | #N/A | #N/A | 0 | 0 | 0 | 0 | 0 | 0 | 0
| #N/A | #N/A | #N/A | #N/A | #N/A | 0 | 0 | 0 | 0 | 0 | 0 | 0
| #N/A | #N/A | #N/A | #N/A | #N/A | 0 | 0 | 0 | 0 | 0 | 0 | 0
| #N/A | #N/A | #N/A | #N/A | #N/A | 0 | 0 | 0 | 0 | 0 | 0 | 0
| #N/A | #N/A | #N/A | #N/A | #N/A | 0 | 0 | 0 | 0 | 0 | 0 | 0
| #N/A | #N/A | #N/A | #N/A | #N/A | 0 | 0 | 0 | 0 | 0 | 0 | 0
| #N/A | #N/A | #N/A | #N/A | #N/A | 0 | 0 | 0 | 0 | 0 | 0 | 0
| #N/A | #N/A | #N/A | #N/A | #N/A | 0 | 0 | 0 | 0 | 0 | 0 | 0
| #N/A | #N/A | #N/A | #N/A | #N/A | 0 | 0 | 0 | 0 | 0 | 0 | 0
| #N/A | #N/A | #N/A | #N/A | #N/A | 0 | 0 | 0 | 0 | 0 | 0 | 0
| #N/A | #N/A | #N/A | #N/A | #N/A | 0 | 0 | 0 | 0 | 0 | 0 | 0
| #N/A | #N/A | #N/A | #N/A | #N/A | 0 | 0 | 0 | 0 | 0 | 0 | 0
| #N/A | #N/A | #N/A | #N/A | #N/A | 0 | 0 | 0 | 0 | 0 | 0 | 0
| #N/A | #N/A | #N/A | #N/A | #N/A | 0 | 0 | 0 | 0 | 0 | 0 | 0
| #N/A | #N/A | #N/A | #N/A | #N/A | 0 | 0 | 0 | 0 | 0 | 0 | 0
| #N/A | #N/A | #N/A | #N/A | #N/A | 0 | 0 | 0 | 0 | 0 | 0 | 0
| #N/A | #N/A | #N/A | #N/A | #N/A | 0 | 0 | 0 | 0 | 0 | 0 | 0
| #N/A | #N/A | #N/A | #N/A | #N/A | 0 | 0 | 0 | 0 | 0 | 0 | 0
| #N/A | #N/A | #N/A | #N/A | #N/A | 0 | 0 | 0 | 0 | 0 | 0 | 0
| #N/A | #N/A | #N/A | #N/A | #N/A | 0 | 0 | 0 | 0 | 0 | 0 | 0
| #N/A | #N/A | #N/A | #N/A | #N/A | 0 | 0 | 0 | 0 | 0 | 0 | 0
| #N/A | #N/A | #N/A | #N/A | #N/A | 0 | 0 | 0 | 0 | 0 | 0 | 0
| #N/A | #N/A | #N/A | #N/A | #N/A | 0 | 0 | 0 | 0 | 0 | 0 | 0
| #N/A | #N/A | #N/A | #N/A | #N/A | 0 | 0 | 0 | 0 | 0 | 0 | 0
| #N/A | #N/A | #N/A | #N/A | #N/A | 0 | 0 | 0 | 0 | 0 | 0 | 0
| #N/A | #N/A | #N/A | #N/A | #N/A | 0 | 0 | 0 | 0 | 0 | 0 | 0
| #N/A | #N/A | #N/A | #N/A | #N/A | 0 | 0 | 0 | 0 | 0 | 0 | 0
| #N/A | #N/A | #N/A | #N/A | #N/A | 0 | 0 | 0 | 0 | 0 | 0 | 0
| #N/A | #N/A | #N/A | #N/A | #N/A | 0 | 0 | 0 | 0 | 0 | 0 | 0
| #N/A | #N/A | #N/A | #N/A | #N/A | 0 | 0 | 0 | 0 | 0 | 0 | 0
| #N/A | #N/A | #N/A | #N/A | #N/A | 0 | 0 | 0 | 0 | 0 | 0 | 0
| #N/A | #N/A | #N/A | #N/A | #N/A | 0 | 0 | 0 | 0 | 0 | 0 | 0
| #N/A | #N/A | #N/A | #N/A | #N/A | 0 | 0 | 0 | 0 | 0 | 0 | 0
| #N/A | #N/A | #N/A | #N/A | #N/A | 0 | 0 | 0 | 0 | 0 | 0 | 0
| #N/A | #N/A | #N/A | #N/A | #N/A | 0 | 0 | 0 | 0 | 0 | 0 | 0
| #N/A | #N/A | #N/A | #N/A | #N/A | 0 | 0 | 0 | 0 | 0 | 0 | 0
| #N/A | #N/A | #N/A | #N/A | #N/A | 0 | 0 | 0 | 0 | 0 | 0 | 0
| #N/A | #N/A | #N/A | #N/A | #N/A | 0 | 0 | 0 | 0 | 0 | 0 | 0
| #N/A | #N/A | #N/A | #N/A | #N/A | 0 | 0 | 0 | 0 | 0 | 0 | 0
| #N/A | #N/A | #N/A | #N/A | #N/A | 0 | 0 | 0 | 0 | 0 | 0 | 0
| #N/A | #N/A | #N/A | #N/A | #N/A | 0 | 0 | 0 | 0 | 0 | 0 | 0
| #N/A | #N/A | #N/A | #N/A | #N/A | 0 | 0 | 0 | 0 | 0 | 0 | 0
| #N/A | #N/A | #N/A | #N/A | #N/A | 0 | 0 | 0 | 0 | 0 | 0 | 0
| #N/A | #N/A | #N/A | #N/A | #N/A | 0 | 0 | 0 | 0 | 0 | 0 | 0
| #N/A | #N/A | #N/A | #N/A | #N/A | 0 | 0 | 0 | 0 | 0 | 0 | 0
| #N/A | #N/A | #N/A | #N/A | #N/A | 0 | 0 | 0 | 0 | 0 | 0 | 0
| #N/A | #N/A | #N/A | #N/A | #N/A | 0 | 0 | 0 | 0 | 0 | 0 | 0
| #N/A | #N/A | #N/A | #N/A | #N/A | 0 | 0 | 0 | 0 | 0 | 0 | 0
| #N/A | #N/A | #N/A | #N/A | #N/A | 0 | 0 | 0 | 0 | 0 | 0 | 0
| #N/A | #N/A | #N/A | #N/A | #N/A | 0 | 0 | 0 | 0 | 0 | 0 | 0
| #N/A | #N/A | #N/A | #N/A | #N/A | 0 | 0 | 0 | 0 | 0 | 0 | 0
| #N/A | #N/A | #N/A | #N/A | #N/A | 0 | 0 | 0 | 0 | 0 | 0 | 0
| #N/A | #N/A | #N/A | #N/A | #N/A | 0 | 0 | 0 | 0 | 0 | 0 | 0
| #N/A | #N/A | #N/A | #N/A | #N/A | 0 | 0 | 0 | 0 | 0 | 0 | 0
| #N/A | #N/A | #N/A | #N/A | #N/A | 0 | 0 | 0 | 0 | 0 | 0 | 0
| #N/A | #N/A | #N/A | #N/A | #N/A | 0 | 0 | 0 | 0 | 0 | 0 | 0
| #N/A | #N/A | #N/A | #N/A | #N/A | 0 | 0 | 0 | 0 | 0 | 0 | 0
| #N/A | #N/A | #N/A | #N/A | #N/A | 0 | 0 | 0 | 0 | 0 | 0 | 0
| #N/A | #N/A | #N/A | #N/A | #N/A | 0 | 0 | 0 | 0 | 0 | 0 | 0
| #N/A | #N/A | #N/A | #N/A | #N/A | 0 | 0 | 0 | 0 | 0 | 0 | 0
| #N/A | #N/A | #N/A | #N/A | #N/A | 0 | 0 | 0 | 0 | 0 | 0 | 0
| #N/A | #N/A | #N/A | #N/A | #N/A | 0 | 0 | 0 | 0 | 0 | 0 | 0
| #N/A | #N/A | #N/A | #N/A | #N/A | 0 | 0 | 0 | 0 | 0 | 0 | 0
| #N/A | #N/A | #N/A | #N/A | #N/A | 0 | 0 | 0 | 0 | 0 | 0 | 0
| #N/A | #N/A | #N/A | #N/A | #N/A | 0 | 0 | 0 | 0 | 0 | 0 | 0
| #N/A | #N/A | #N/A | #N/A | #N/A | 0 | 0 | 0 | 0 | 0 | 0 | 0
| #N/A | #N/A | #N/A | #N/A | #N/A | 0 | 0 | 0 | 0 | 0 | 0 | 0
| #N/A | #N/A | #N/A | #N/A | #N/A | 0 | 0 | 0 | 0 | 0 | 0 | 0
| #N/A | #N/A | #N/A | #N/A | #N/A | 0 | 0 | 0 | 0 | 0 | 0 | 0
| #N/A | #N/A | #N/A | #N/A | #N/A | 0 | 0 | 0 | 0 | 0 | 0 | 0
| #N/A | #N/A | #N/A | #N/A | #N/A | 0 | 0 | 0 | 0 | 0 | 0 | 0
| #N/A | #N/A | #N/A | #N/A | #N/A | 0 | 0 | 0 | 0 | 0 | 0 | 0
| #N/A | #N/A | #N/A | #N/A | #N/A | 0 | 0 | 0 | 0 | 0 | 0 | 0
| #N/A | #N/A | #N/A | #N/A | #N/A | 0 | 0 | 0 | 0 | 0 | 0 | 0
| #N/A | #N/A | #N/A | #N/A | #N/A | 0 | 0 | 0 | 0 | 0 | 0 | 0
| #N/A | #N/A | #N/A | #N/A | #N/A | 0 | 0 | 0 | 0 | 0 | 0 | 0
| #N/A | #N/A | #N/A | #N/A | #N/A | 0 | 0 | 0 | 0 | 0 | 0 | 0
| #N/A | #N/A | #N/A | #N/A | #N/A | 0 | 0 | 0 | 0 | 0 | 0 | 0
| #N/A | #N/A | #N/A | #N/A | #N/A | 0 | 0 | 0 | 0 | 0 | 0 | 0
| #N/A | #N/A | #N/A | #N/A | #N/A | 0 | 0 | 0 | 0 | 0 | 0 | 0
| #N/A | #N/A | #N/A | #N/A | #N/A | 0 | 0 | 0 | 0 | 0 | 0 | 0
| #N/A | #N/A | #N/A | #N/A | #N/A | 0 | 0 | 0 | 0 | 0 | 0 | 0
| #N/A | #N/A | #N/A | #N/A | #N/A | 0 | 0 | 0 | 0 | 0 | 0 | 0
| #N/A | #N/A | #N/A | #N/A | #N/A | 0 | 0 | 0 | 0 | 0 | 0 | 0
| #N/A | #N/A | #N/A | #N/A | #N/A | 0 | 0 | 0 | 0 | 0 | 0 | 0
| #N/A | #N/A | #N/A | #N/A | #N/A | 0 | 0 | 0 | 0 | 0 | 0 | 0
| #N/A | #N/A | #N/A | #N/A | #N/A | 0 | 0 | 0 | 0 | 0 | 0 | 0
| #N/A | #N/A | #N/A | #N/A | #N/A | 0 | 0 | 0 | 0 | 0 | 0 | 0
| #N/A | #N/A | #N/A | #N/A | #N/A | 0 | 0 | 0 | 0 | 0 | 0 | 0
| #N/A | #N/A | #N/A | #N/A | #N/A | 0 | 0 | 0 | 0 | 0 | 0 | 0
| #N/A | #N/A | #N/A | #N/A | #N/A | 0 | 0 | 0 | 0 | 0 | 0 | 0
| #N/A | #N/A | #N/A | #N/A | #N/A | 0 | 0 | 0 | 0 | 0 | 0 | 0
| #N/A | #N/A | #N/A | #N/A | #N/A | 0 | 0 | 0 | 0 | 0 | 0 | 0
| #N/A | #N/A | #N/A | #N/A | #N/A | 0 | 0 | 0 | 0 | 0 | 0 | 0
| #N/A | #N/A | #N/A | #N/A | #N/A | 0 | 0 | 0 | 0 | 0 | 0 | 0
| #N/A | #N/A | #N/A | #N/A | #N/A | 0 | 0 | 0 | 0 | 0 | 0 | 0
| #N/A | #N/A | #N/A | #N/A | #N/A | 0 | 0 | 0 | 0 | 0 | 0 | 0
| #N/A | #N/A | #N/A | #N/A | #N/A | 0 | 0 | 0 | 0 | 0 | 0 | 0
| #N/A | #N/A | #N/A | #N/A | #N/A | 0 | 0 | 0 | 0 | 0 | 0 | 0
| #N/A | #N/A | #N/A | #N/A | #N/A | 0 | 0 | 0 | 0 | 0 | 0 | 0
| #N/A | #N/A | #N/A | #N/A | #N/A | 0 | 0 | 0 | 0 | 0 | 0 | 0
| #N/A | #N/A | #N/A | #N/A | #N/A | 0 | 0 | 0 | 0 | 0 | 0 | 0
| #N/A | #N/A | #N/A | #N/A | #N/A | 0 | 0 | 0 | 0 | 0 | 0 | 0
| #N/A | #N/A | #N/A | #N/A | #N/A | 0 | 0 | 0 | 0 | 0 | 0 | 0
| #N/A | #N/A | #N/A | #N/A | #N/A | 0 | 0 | 0 | 0 | 0 | 0 | 0
| #N/A | #N/A | #N/A | #N/A | #N/A | 0 | 0 | 0 | 0 | 0 | 0 | 0
| #N/A | #N/A | #N/A | #N/A | #N/A | 0 | 0 | 0 | 0 | 0 | 0 | 0
| #N/A | #N/A | #N/A | #N/A | #N/A | 0 | 0 | 0 | 0 | 0 | 0 | 0
| #N/A | #N/A | #N/A | #N/A | #N/A | 0 | 0 | 0 | 0 | 0 | 0 | 0
| #N/A | #N/A | #N/A | #N/A | #N/A | 0 | 0 | 0 | 0 | 0 | 0 | 0
| #N/A | #N/A | #N/A | #N/A | #N/A | 0 | 0 | 0 | 0 | 0 | 0 | 0
| #N/A | #N/A | #N/A | #N/A | #N/A | 0 | 0 | 0 | 0 | 0 | 0 | 0
| #N/A | #N/A | #N/A | #N/A | #N/A | 0 | 0 | 0 | 0 | 0 | 0 | 0
| #N/A | #N/A | #N/A | #N/A | #N/A | 0 | 0 | 0 | 0 | 0 | 0 | 0
| #N/A | #N/A | #N/A | #N/A | #N/A | 0 | 0 | 0 | 0 | 0 | 0 | 0
| #N/A | #N/A | #N/A | #N/A | #N/A | 0 | 0 | 0 | 0 | 0 | 0 | 0
| #N/A | #N/A | #N/A | #N/A | #N/A | 0 | 0 | 0 | 0 | 0 | 0 | 0
| #N/A | #N/A | #N/A | #N/A | #N/A | 0 | 0 | 0 | 0 | 0 | 0 | 0
| #N/A | #N/A | #N/A | #N/A | #N/A | 0 | 0 | 0 | 0 | 0 | 0 | 0
| #N/A | #N/A | #N/A | #N/A | #N/A | 0 | 0 | 0 | 0 | 0 | 0 | 0
| #N/A | #N/A | #N/A | #N/A | #N/A | 0 | 0 | 0 | 0 | 0 | 0 | 0
| #N/A | #N/A | #N/A | #N/A | #N/A | 0 | 0 | 0 | 0 | 0 | 0 | 0
| #N/A | #N/A | #N/A | #N/A | #N/A | 0 | 0 | 0 | 0 | 0 | 0 | 0
| #N/A | #N/A | #N/A | #N/A | #N/A | 0 | 0 | 0 | 0 | 0 | 0 | 0
| #N/A | #N/A | #N/A | #N/A | #N/A | 0 | 0 | 0 | 0 | 0 | 0 | 0
| #N/A | #N/A | #N/A | #N/A | #N/A | 0 | 0 | 0 | 0 | 0 | 0 | 0
| #N/A | #N/A | #N/A | #N/A | #N/A | 0 | 0 | 0 | 0 | 0 | 0 | 0
| #N/A | #N/A | #N/A | #N/A | #N/A | 0 | 0 | 0 | 0 | 0 | 0 | 0
| #N/A | #N/A | #N/A | #N/A | #N/A | 0 | 0 | 0 | 0 | 0 | 0 | 0
| #N/A | #N/A | #N/A | #N/A | #N/A | 0 | 0 | 0 | 0 | 0 | 0 | 0
| #N/A | #N/A | #N/A | #N/A | #N/A | 0 | 0 | 0 | 0 | 0 | 0 | 0
| #N/A | #N/A | #N/A | #N/A | #N/A | 0 | 0 | 0 | 0 | 0 | 0 | 0
| #N/A | #N/A | #N/A | #N/A | #N/A | 0 | 0 | 0 | 0 | 0 | 0 | 0
| #N/A | #N/A | #N/A | #N/A | #N/A | 0 | 0 | 0 | 0 | 0 | 0 | 0
| #N/A | #N/A | #N/A | #N/A | #N/A | 0 | 0 | 0 | 0 | 0 | 0 | 0
| #N/A | #N/A | #N/A | #N/A | #N/A | 0 | 0 | 0 | 0 | 0 | 0 | 0
| #N/A | #N/A | #N/A | #N/A | #N/A | 0 | 0 | 0 | 0 | 0 | 0 | 0
| #N/A | #N/A | #N/A | #N/A | #N/A | 0 | 0 | 0 | 0 | 0 | 0 | 0
| #N/A | #N/A | #N/A | #N/A | #N/A | 0 | 0 | 0 | 0 | 0 | 0 | 0
| #N/A | #N/A | #N/A | #N/A | #N/A | 0 | 0 | 0 | 0 | 0 | 0 | 0
| #N/A | #N/A | #N/A | #N/A | #N/A | 0 | 0 | 0 | 0 | 0 | 0 | 0
| #N/A | #N/A | #N/A | #N/A | #N/A | 0 | 0 | 0 | 0 | 0 | 0 | 0
| #N/A | #N/A | #N/A | #N/A | #N/A | 0 | 0 | 0 | 0 | 0 | 0 | 0
| #N/A | #N/A | #N/A | #N/A | #N/A | 0 | 0 | 0 | 0 | 0 | 0 | 0
| #N/A | #N/A | #N/A | #N/A | #N/A | 0 | 0 | 0 | 0 | 0 | 0 | 0
| #N/A | #N/A | #N/A | #N/A | #N/A | 0 | 0 | 0 | 0 | 0 | 0 | 0
| #N/A | #N/A | #N/A | #N/A | #N/A | 0 | 0 | 0 | 0 | 0 | 0 | 0
| #N/A | #N/A | #N/A | #N/A | #N/A | 0 | 0 | 0 | 0 | 0 | 0 | 0
| #N/A | #N/A | #N/A | #N/A | #N/A | 0 | 0 | 0 | 0 | 0 | 0 | 0
| #N/A | #N/A | #N/A | #N/A | #N/A | 0 | 0 | 0 | 0 | 0 | 0 | 0
| #N/A | #N/A | #N/A | #N/A | #N/A | 0 | 0 | 0 | 0 | 0 | 0 | 0
| #N/A | #N/A | #N/A | #N/A | #N/A | 0 | 0 | 0 | 0 | 0 | 0 | 0
| #N/A | #N/A | #N/A | #N/A | #N/A | 0 | 0 | 0 | 0 | 0 | 0 | 0
| #N/A | #N/A | #N/A | #N/A | #N/A | 0 | 0 | 0 | 0 | 0 | 0 | 0
| #N/A | #N/A | #N/A | #N/A | #N/A | 0 | 0 | 0 | 0 | 0 | 0 | 0
| #N/A | #N/A | #N/A | #N/A | #N/A | 0 | 0 | 0 | 0 | 0 | 0 | 0
| #N/A | #N/A | #N/A | #N/A | #N/A | 0 | 0 | 0 | 0 | 0 | 0 | 0
| #N/A | #N/A | #N/A | #N/A | #N/A | 0 | 0 | 0 | 0 | 0 | 0 | 0
| #N/A | #N/A | #N/A | #N/A | #N/A | 0 | 0 | 0 | 0 | 0 | 0 | 0
| #N/A | #N/A | #N/A | #N/A | #N/A | 0 | 0 | 0 | 0 | 0 | 0 | 0
| #N/A | #N/A | #N/A | #N/A | #N/A | 0 | 0 | 0 | 0 | 0 | 0 | 0
| #N/A | #N/A | #N/A | #N/A | #N/A | 0 | 0 | 0 | 0 | 0 | 0 | 0
| #N/A | #N/A | #N/A | #N/A | #N/A | 0 | 0 | 0 | 0 | 0 | 0 | 0
| #N/A | #N/A | #N/A | #N/A | #N/A | 0 | 0 | 0 | 0 | 0 | 0 | 0
| #N/A | #N/A | #N/A | #N/A | #N/A | 0 | 0 | 0 | 0 | 0 | 0 | 0
| #N/A | #N/A | #N/A | #N/A | #N/A | 0 | 0 | 0 | 0 | 0 | 0 | 0
| #N/A | #N/A | #N/A | #N/A | #N/A | 0 | 0 | 0 | 0 | 0 | 0 | 0
| #N/A | #N/A | #N/A | #N/A | #N/A | 0 | 0 | 0 | 0 | 0 | 0 | 0
| #N/A | #N/A | #N/A | #N/A | #N/A | 0 | 0 | 0 | 0 | 0 | 0 | 0
| #N/A | #N/A | #N/A | #N/A | #N/A | 0 | 0 | 0 | 0 | 0 | 0 | 0
| #N/A | #N/A | #N/A | #N/A | #N/A | 0 | 0 | 0 | 0 | 0 | 0 | 0
| #N/A | #N/A | #N/A | #N/A | #N/A | 0 | 0 | 0 | 0 | 0 | 0 | 0
| #N/A | #N/A | #N/A | #N/A | #N/A | 0 | 0 | 0 | 0 | 0 | 0 | 0
| #N/A | #N/A | #N/A | #N/A | #N/A | 0 | 0 | 0 | 0 | 0 | 0 | 0
| #N/A | #N/A | #N/A | #N/A | #N/A | 0 | 0 | 0 | 0 | 0 | 0 | 0
| #N/A | #N/A | #N/A | #N/A | #N/A | 0 | 0 | 0 | 0 | 0 | 0 | 0
| #N/A | #N/A | #N/A | #N/A | #N/A | 0 | 0 | 0 | 0 | 0 | 0 | 0
| #N/A | #N/A | #N/A | #N/A | #N/A | 0 | 0 | 0 | 0 | 0 | 0 | 0
| #N/A | #N/A | #N/A | #N/A | #N/A | 0 | 0 | 0 | 0 | 0 | 0 | 0
| #N/A | #N/A | #N/A | #N/A | #N/A | 0 | 0 | 0 | 0 | 0 | 0 | 0
| #N/A | #N/A | #N/A | #N/A | #N/A | 0 | 0 | 0 | 0 | 0 | 0 | 0
| #N/A | #N/A | #N/A | #N/A | #N/A | 0 | 0 | 0 | 0 | 0 | 0 | 0
| #N/A | #N/A | #N/A | #N/A | #N/A | 0 | 0 | 0 | 0 | 0 | 0 | 0
| #N/A | #N/A | #N/A | #N/A | #N/A | 0 | 0 | 0 | 0 | 0 | 0 | 0
| #N/A | #N/A | #N/A | #N/A | #N/A | 0 | 0 | 0 | 0 | 0 | 0 | 0
| #N/A | #N/A | #N/A | #N/A | #N/A | 0 | 0 | 0 | 0 | 0 | 0 | 0
| #N/A | #N/A | #N/A | #N/A | #N/A | 0 | 0 | 0 | 0 | 0 | 0 | 0
| #N/A | #N/A | #N/A | #N/A | #N/A | 0 | 0 | 0 | 0 | 0 | 0 | 0
| #N/A | #N/A | #N/A | #N/A | #N/A | 0 | 0 | 0 | 0 | 0 | 0 | 0
| #N/A | #N/A | #N/A | #N/A | #N/A | 0 | 0 | 0 | 0 | 0 | 0 | 0
| #N/A | #N/A | #N/A | #N/A | #N/A | 0 | 0 | 0 | 0 | 0 | 0 | 0
| #N/A | #N/A | #N/A | #N/A | #N/A | 0 | 0 | 0 | 0 | 0 | 0 | 0
| #N/A | #N/A | #N/A | #N/A | #N/A | 0 | 0 | 0 | 0 | 0 | 0 | 0
| #N/A | #N/A | #N/A | #N/A | #N/A | 0 | 0 | 0 | 0 | 0 | 0 | 0
| #N/A | #N/A | #N/A | #N/A | #N/A | 0 | 0 | 0 | 0 | 0 | 0 | 0
| #N/A | #N/A | #N/A | #N/A | #N/A | 0 | 0 | 0 | 0 | 0 | 0 | 0
| #N/A | #N/A | #N/A | #N/A | #N/A | 0 | 0 | 0 | 0 | 0 | 0 | 0
| #N/A | #N/A | #N/A | #N/A | #N/A | 0 | 0 | 0 | 0 | 0 | 0 | 0
| #N/A | #N/A | #N/A | #N/A | #N/A | 0 | 0 | 0 | 0 | 0 | 0 | 0
| #N/A | #N/A | #N/A | #N/A | #N/A | 0 | 0 | 0 | 0 | 0 | 0 | 0
| #N/A | #N/A | #N/A | #N/A | #N/A | 0 | 0 | 0 | 0 | 0 | 0 | 0
| #N/A | #N/A | #N/A | #N/A | #N/A | 0 | 0 | 0 | 0 | 0 | 0 | 0
| #N/A | #N/A | #N/A | #N/A | #N/A | 0 | 0 | 0 | 0 | 0 | 0 | 0
| #N/A | #N/A | #N/A | #N/A | #N/A | 0 | 0 | 0 | 0 | 0 | 0 | 0
| #N/A | #N/A | #N/A | #N/A | #N/A | 0 | 0 | 0 | 0 | 0 | 0 | 0
| #N/A | #N/A | #N/A | #N/A | #N/A | 0 | 0 | 0 | 0 | 0 | 0 | 0
| #N/A | #N/A | #N/A | #N/A | #N/A | 0 | 0 | 0 | 0 | 0 | 0 | 0
| #N/A | #N/A | #N/A | #N/A | #N/A | 0 | 0 | 0 | 0 | 0 | 0 | 0
| #N/A | #N/A | #N/A | #N/A | #N/A | 0 | 0 | 0 | 0 | 0 | 0 | 0
| #N/A | #N/A | #N/A | #N/A | #N/A | 0 | 0 | 0 | 0 | 0 | 0 | 0
| #N/A | #N/A | #N/A | #N/A | #N/A | 0 | 0 | 0 | 0 | 0 | 0 | 0
| #N/A | #N/A | #N/A | #N/A | #N/A | 0 | 0 | 0 | 0 | 0 | 0 | 0
| #N/A | #N/A | #N/A | #N/A | #N/A | 0 | 0 | 0 | 0 | 0 | 0 | 0
| #N/A | #N/A | #N/A | #N/A | #N/A | 0 | 0 | 0 | 0 | 0 | 0 | 0
| #N/A | #N/A | #N/A | #N/A | #N/A | 0 | 0 | 0 | 0 | 0 | 0 | 0
| #N/A | #N/A | #N/A | #N/A | #N/A | 0 | 0 | 0 | 0 | 0 | 0 | 0
| #N/A | #N/A | #N/A | #N/A | #N/A | 0 | 0 | 0 | 0 | 0 | 0 | 0
| #N/A | #N/A | #N/A | #N/A | #N/A | 0 | 0 | 0 | 0 | 0 | 0 | 0
| #N/A | #N/A | #N/A | #N/A | #N/A | 0 | 0 | 0 | 0 | 0 | 0 | 0
| #N/A | #N/A | #N/A | #N/A | #N/A | 0 | 0 | 0 | 0 | 0 | 0 | 0
| #N/A | #N/A | #N/A | #N/A | #N/A | 0 | 0 | 0 | 0 | 0 | 0 | 0
| #N/A | #N/A | #N/A | #N/A | #N/A | 0 | 0 | 0 | 0 | 0 | 0 | 0
| #N/A | #N/A | #N/A | #N/A | #N/A | 0 | 0 | 0 | 0 | 0 | 0 | 0
| #N/A | #N/A | #N/A | #N/A | #N/A | 0 | 0 | 0 | 0 | 0 | 0 | 0
| #N/A | #N/A | #N/A | #N/A | #N/A | 0 | 0 | 0 | 0 | 0 | 0 | 0
| #N/A | #N/A | #N/A | #N/A | #N/A | 0 | 0 | 0 | 0 | 0 | 0 | 0
| #N/A | #N/A | #N/A | #N/A | #N/A | 0 | 0 | 0 | 0 | 0 | 0 | 0
| #N/A | #N/A | #N/A | #N/A | #N/A | 0 | 0 | 0 | 0 | 0 | 0 | 0
| #N/A | #N/A | #N/A | #N/A | #N/A | 0 | 0 | 0 | 0 | 0 | 0 | 0
| #N/A | #N/A | #N/A | #N/A | #N/A | 0 | 0 | 0 | 0 | 0 | 0 | 0
| #N/A | #N/A | #N/A | #N/A | #N/A | 0 | 0 | 0 | 0 | 0 | 0 | 0
| #N/A | #N/A | #N/A | #N/A | #N/A | 0 | 0 | 0 | 0 | 0 | 0 | 0
| #N/A | #N/A | #N/A | #N/A | #N/A | 0 | 0 | 0 | 0 | 0 | 0 | 0
| #N/A | #N/A | #N/A | #N/A | #N/A | 0 | 0 | 0 | 0 | 0 | 0 | 0
| #N/A | #N/A | #N/A | #N/A | #N/A | 0 | 0 | 0 | 0 | 0 | 0 | 0
| #N/A | #N/A | #N/A | #N/A | #N/A | 0 | 0 | 0 | 0 | 0 | 0 | 0
| #N/A | #N/A | #N/A | #N/A | #N/A | 0 | 0 | 0 | 0 | 0 | 0 | 0
| #N/A | #N/A | #N/A | #N/A | #N/A | 0 | 0 | 0 | 0 | 0 | 0 | 0
| #N/A | #N/A | #N/A | #N/A | #N/A | 0 | 0 | 0 | 0 | 0 | 0 | 0
| #N/A | #N/A | #N/A | #N/A | #N/A | 0 | 0 | 0 | 0 | 0 | 0 | 0
| #N/A | #N/A | #N/A | #N/A | #N/A | 0 | 0 | 0 | 0 | 0 | 0 | 0
| #N/A | #N/A | #N/A | #N/A | #N/A | 0 | 0 | 0 | 0 | 0 | 0 | 0
| #N/A | #N/A | #N/A | #N/A | #N/A | 0 | 0 | 0 | 0 | 0 | 0 | 0
| #N/A | #N/A | #N/A | #N/A | #N/A | 0 | 0 | 0 | 0 | 0 | 0 | 0
| #N/A | #N/A | #N/A | #N/A | #N/A | 0 | 0 | 0 | 0 | 0 | 0 | 0
| #N/A | #N/A | #N/A | #N/A | #N/A | 0 | 0 | 0 | 0 | 0 | 0 | 0
| #N/A | #N/A | #N/A | #N/A | #N/A | 0 | 0 | 0 | 0 | 0 | 0 | 0
| #N/A | #N/A | #N/A | #N/A | #N/A | 0 | 0 | 0 | 0 | 0 | 0 | 0
| #N/A | #N/A | #N/A | #N/A | #N/A | 0 | 0 | 0 | 0 | 0 | 0 | 0
| #N/A | #N/A | #N/A | #N/A | #N/A | 0 | 0 | 0 | 0 | 0 | 0 | 0
| #N/A | #N/A | #N/A | #N/A | #N/A | 0 | 0 | 0 | 0 | 0 | 0 | 0
| #N/A | #N/A | #N/A | #N/A | #N/A | 0 | 0 | 0 | 0 | 0 | 0 | 0
| #N/A | #N/A | #N/A | #N/A | #N/A | 0 | 0 | 0 | 0 | 0 | 0 | 0
| #N/A | #N/A | #N/A | #N/A | #N/A | 0 | 0 | 0 | 0 | 0 | 0 | 0
| #N/A | #N/A | #N/A | #N/A | #N/A | 0 | 0 | 0 | 0 | 0 | 0 | 0
| #N/A | #N/A | #N/A | #N/A | #N/A | 0 | 0 | 0 | 0 | 0 | 0 | 0
| #N/A | #N/A | #N/A | #N/A | #N/A | 0 | 0 | 0 | 0 | 0 | 0 | 0
| #N/A | #N/A | #N/A | #N/A | #N/A | 0 | 0 | 0 | 0 | 0 | 0 | 0
| #N/A | #N/A | #N/A | #N/A | #N/A | 0 | 0 | 0 | 0 | 0 | 0 | 0
| #N/A | #N/A | #N/A | #N/A | #N/A | 0 | 0 | 0 | 0 | 0 | 0 | 0
| #N/A | #N/A | #N/A | #N/A | #N/A | 0 | 0 | 0 | 0 | 0 | 0 | 0
| #N/A | #N/A | #N/A | #N/A | #N/A | 0 | 0 | 0 | 0 | 0 | 0 | 0
| #N/A | #N/A | #N/A | #N/A | #N/A | 0 | 0 | 0 | 0 | 0 | 0 | 0
| #N/A | #N/A | #N/A | #N/A | #N/A | 0 | 0 | 0 | 0 | 0 | 0 | 0
| #N/A | #N/A | #N/A | #N/A | #N/A | 0 | 0 | 0 | 0 | 0 | 0 | 0
| #N/A | #N/A | #N/A | #N/A | #N/A | 0 | 0 | 0 | 0 | 0 | 0 | 0
| #N/A | #N/A | #N/A | #N/A | #N/A | 0 | 0 | 0 | 0 | 0 | 0 | 0
| #N/A | #N/A | #N/A | #N/A | #N/A | 0 | 0 | 0 | 0 | 0 | 0 | 0
| #N/A | #N/A | #N/A | #N/A | #N/A | 0 | 0 | 0 | 0 | 0 | 0 | 0
| #N/A | #N/A | #N/A | #N/A | #N/A | 0 | 0 | 0 | 0 | 0 | 0 | 0
| #N/A | #N/A | #N/A | #N/A | #N/A | 0 | 0 | 0 | 0 | 0 | 0 | 0
| #N/A | #N/A | #N/A | #N/A | #N/A | 0 | 0 | 0 | 0 | 0 | 0 | 0
| #N/A | #N/A | #N/A | #N/A | #N/A | 0 | 0 | 0 | 0 | 0 | 0 | 0
| #N/A | #N/A | #N/A | #N/A | #N/A | 0 | 0 | 0 | 0 | 0 | 0 | 0
| #N/A | #N/A | #N/A | #N/A | #N/A | 0 | 0 | 0 | 0 | 0 | 0 | 0
| #N/A | #N/A | #N/A | #N/A | #N/A | 0 | 0 | 0 | 0 | 0 | 0 | 0
| #N/A | #N/A | #N/A | #N/A | #N/A | 0 | 0 | 0 | 0 | 0 | 0 | 0
| #N/A | #N/A | #N/A | #N/A | #N/A | 0 | 0 | 0 | 0 | 0 | 0 | 0
| #N/A | #N/A | #N/A | #N/A | #N/A | 0 | 0 | 0 | 0 | 0 | 0 | 0
| #N/A | #N/A | #N/A | #N/A | #N/A | 0 | 0 | 0 | 0 | 0 | 0 | 0
| #N/A | #N/A | #N/A | #N/A | #N/A | 0 | 0 | 0 | 0 | 0 | 0 | 0
| #N/A | #N/A | #N/A | #N/A | #N/A | 0 | 0 | 0 | 0 | 0 | 0 | 0
| #N/A | #N/A | #N/A | #N/A | #N/A | 0 | 0 | 0 | 0 | 0 | 0 | 0
| #N/A | #N/A | #N/A | #N/A | #N/A | 0 | 0 | 0 | 0 | 0 | 0 | 0
| #N/A | #N/A | #N/A | #N/A | #N/A | 0 | 0 | 0 | 0 | 0 | 0 | 0
| #N/A | #N/A | #N/A | #N/A | #N/A | 0 | 0 | 0 | 0 | 0 | 0 | 0
| #N/A | #N/A | #N/A | #N/A | #N/A | 0 | 0 | 0 | 0 | 0 | 0 | 0
| #N/A | #N/A | #N/A | #N/A | #N/A | 0 | 0 | 0 | 0 | 0 | 0 | 0
| #N/A | #N/A | #N/A | #N/A | #N/A | 0 | 0 | 0 | 0 | 0 | 0 | 0
| #N/A | #N/A | #N/A | #N/A | #N/A | 0 | 0 | 0 | 0 | 0 | 0 | 0
| #N/A | #N/A | #N/A | #N/A | #N/A | 0 | 0 | 0 | 0 | 0 | 0 | 0
| #N/A | #N/A | #N/A | #N/A | #N/A | 0 | 0 | 0 | 0 | 0 | 0 | 0
| #N/A | #N/A | #N/A | #N/A | #N/A | 0 | 0 | 0 | 0 | 0 | 0 | 0
| #N/A | #N/A | #N/A | #N/A | #N/A | 0 | 0 | 0 | 0 | 0 | 0 | 0
| #N/A | #N/A | #N/A | #N/A | #N/A | 0 | 0 | 0 | 0 | 0 | 0 | 0
| #N/A | #N/A | #N/A | #N/A | #N/A | 0 | 0 | 0 | 0 | 0 | 0 | 0
| #N/A | #N/A | #N/A | #N/A | #N/A | 0 | 0 | 0 | 0 | 0 | 0 | 0
| #N/A | #N/A | #N/A | #N/A | #N/A | 0 | 0 | 0 | 0 | 0 | 0 | 0
| #N/A | #N/A | #N/A | #N/A | #N/A | 0 | 0 | 0 | 0 | 0 | 0 | 0
| #N/A | #N/A | #N/A | #N/A | #N/A | 0 | 0 | 0 | 0 | 0 | 0 | 0
| #N/A | #N/A | #N/A | #N/A | #N/A | 0 | 0 | 0 | 0 | 0 | 0 | 0
| #N/A | #N/A | #N/A | #N/A | #N/A | 0 | 0 | 0 | 0 | 0 | 0 | 0
| #N/A | #N/A | #N/A | #N/A | #N/A | 0 | 0 | 0 | 0 | 0 | 0 | 0
| #N/A | #N/A | #N/A | #N/A | #N/A | 0 | 0 | 0 | 0 | 0 | 0 | 0
| #N/A | #N/A | #N/A | #N/A | #N/A | 0 | 0 | 0 | 0 | 0 | 0 | 0
| #N/A | #N/A | #N/A | #N/A | #N/A | 0 | 0 | 0 | 0 | 0 | 0 | 0
| #N/A | #N/A | #N/A | #N/A | #N/A | 0 | 0 | 0 | 0 | 0 | 0 | 0
| #N/A | #N/A | #N/A | #N/A | #N/A | 0 | 0 | 0 | 0 | 0 | 0 | 0
| #N/A | #N/A | #N/A | #N/A | #N/A | 0 | 0 | 0 | 0 | 0 | 0 | 0
| #N/A | #N/A | #N/A | #N/A | #N/A | 0 | 0 | 0 | 0 | 0 | 0 | 0
| #N/A | #N/A | #N/A | #N/A | #N/A | 0 | 0 | 0 | 0 | 0 | 0 | 0
| #N/A | #N/A | #N/A | #N/A | #N/A | 0 | 0 | 0 | 0 | 0 | 0 | 0
| #N/A | #N/A | #N/A | #N/A | #N/A | 0 | 0 | 0 | 0 | 0 | 0 | 0
| #N/A | #N/A | #N/A | #N/A | #N/A | 0 | 0 | 0 | 0 | 0 | 0 | 0
| #N/A | #N/A | #N/A | #N/A | #N/A | 0 | 0 | 0 | 0 | 0 | 0 | 0
| #N/A | #N/A | #N/A | #N/A | #N/A | 0 | 0 | 0 | 0 | 0 | 0 | 0
| #N/A | #N/A | #N/A | #N/A | #N/A | 0 | 0 | 0 | 0 | 0 | 0 | 0
| #N/A | #N/A | #N/A | #N/A | #N/A | 0 | 0 | 0 | 0 | 0 | 0 | 0
| #N/A | #N/A | #N/A | #N/A | #N/A | 0 | 0 | 0 | 0 | 0 | 0 | 0
| #N/A | #N/A | #N/A | #N/A | #N/A | 0 | 0 | 0 | 0 | 0 | 0 | 0
| #N/A | #N/A | #N/A | #N/A | #N/A | 0 | 0 | 0 | 0 | 0 | 0 | 0
| #N/A | #N/A | #N/A | #N/A | #N/A | 0 | 0 | 0 | 0 | 0 | 0 | 0
| #N/A | #N/A | #N/A | #N/A | #N/A | 0 | 0 | 0 | 0 | 0 | 0 | 0
| #N/A | #N/A | #N/A | #N/A | #N/A | 0 | 0 | 0 | 0 | 0 | 0 | 0
| #N/A | #N/A | #N/A | #N/A | #N/A | 0 | 0 | 0 | 0 | 0 | 0 | 0
| #N/A | #N/A | #N/A | #N/A | #N/A | 0 | 0 | 0 | 0 | 0 | 0 | 0
| #N/A | #N/A | #N/A | #N/A | #N/A | 0 | 0 | 0 | 0 | 0 | 0 | 0
| #N/A | #N/A | #N/A | #N/A | #N/A | 0 | 0 | 0 | 0 | 0 | 0 | 0
| #N/A | #N/A | #N/A | #N/A | #N/A | 0 | 0 | 0 | 0 | 0 | 0 | 0
| #N/A | #N/A | #N/A | #N/A | #N/A | 0 | 0 | 0 | 0 | 0 | 0 | 0
| #N/A | #N/A | #N/A | #N/A | #N/A | 0 | 0 | 0 | 0 | 0 | 0 | 0
| #N/A | #N/A | #N/A | #N/A | #N/A | 0 | 0 | 0 | 0 | 0 | 0 | 0
| #N/A | #N/A | #N/A | #N/A | #N/A | 0 | 0 | 0 | 0 | 0 | 0 | 0
| #N/A | #N/A | #N/A | #N/A | #N/A | 0 | 0 | 0 | 0 | 0 | 0 | 0
| #N/A | #N/A | #N/A | #N/A | #N/A | 0 | 0 | 0 | 0 | 0 | 0 | 0
| #N/A | #N/A | #N/A | #N/A | #N/A | 0 | 0 | 0 | 0 | 0 | 0 | 0
| #N/A | #N/A | #N/A | #N/A | #N/A | 0 | 0 | 0 | 0 | 0 | 0 | 0
| #N/A | #N/A | #N/A | #N/A | #N/A | 0 | 0 | 0 | 0 | 0 | 0 | 0
| #N/A | #N/A | #N/A | #N/A | #N/A | 0 | 0 | 0 | 0 | 0 | 0 | 0
| #N/A | #N/A | #N/A | #N/A | #N/A | 0 | 0 | 0 | 0 | 0 | 0 | 0
| #N/A | #N/A | #N/A | #N/A | #N/A | 0 | 0 | 0 | 0 | 0 | 0 | 0
| #N/A | #N/A | #N/A | #N/A | #N/A | 0 | 0 | 0 | 0 | 0 | 0 | 0
| #N/A | #N/A | #N/A | #N/A | #N/A | 0 | 0 | 0 | 0 | 0 | 0 | 0
| #N/A | #N/A | #N/A | #N/A | #N/A | 0 | 0 | 0 | 0 | 0 | 0 | 0
| #N/A | #N/A | #N/A | #N/A | #N/A | 0 | 0 | 0 | 0 | 0 | 0 | 0
| #N/A | #N/A | #N/A | #N/A | #N/A | 0 | 0 | 0 | 0 | 0 | 0 | 0
| #N/A | #N/A | #N/A | #N/A | #N/A | 0 | 0 | 0 | 0 | 0 | 0 | 0
| #N/A | #N/A | #N/A | #N/A | #N/A | 0 | 0 | 0 | 0 | 0 | 0 | 0
| #N/A | #N/A | #N/A | #N/A | #N/A | 0 | 0 | 0 | 0 | 0 | 0 | 0
| #N/A | #N/A | #N/A | #N/A | #N/A | 0 | 0 | 0 | 0 | 0 | 0 | 0
| #N/A | #N/A | #N/A | #N/A | #N/A | 0 | 0 | 0 | 0 | 0 | 0 | 0
| #N/A | #N/A | #N/A | #N/A | #N/A | 0 | 0 | 0 | 0 | 0 | 0 | 0
| #N/A | #N/A | #N/A | #N/A | #N/A | 0 | 0 | 0 | 0 | 0 | 0 | 0
| #N/A | #N/A | #N/A | #N/A | #N/A | 0 | 0 | 0 | 0 | 0 | 0 | 0
| #N/A | #N/A | #N/A | #N/A | #N/A | 0 | 0 | 0 | 0 | 0 | 0 | 0
| #N/A | #N/A | #N/A | #N/A | #N/A | 0 | 0 | 0 | 0 | 0 | 0 | 0
| #N/A | #N/A | #N/A | #N/A | #N/A | 0 | 0 | 0 | 0 | 0 | 0 | 0
| #N/A | #N/A | #N/A | #N/A | #N/A | 0 | 0 | 0 | 0 | 0 | 0 | 0
| #N/A | #N/A | #N/A | #N/A | #N/A | 0 | 0 | 0 | 0 | 0 | 0 | 0
| #N/A | #N/A | #N/A | #N/A | #N/A | 0 | 0 | 0 | 0 | 0 | 0 | 0
| #N/A | #N/A | #N/A | #N/A | #N/A | 0 | 0 | 0 | 0 | 0 | 0 | 0
| #N/A | #N/A | #N/A | #N/A | #N/A | 0 | 0 | 0 | 0 | 0 | 0 | 0
| #N/A | #N/A | #N/A | #N/A | #N/A | 0 | 0 | 0 | 0 | 0 | 0 | 0
| #N/A | #N/A | #N/A | #N/A | #N/A | 0 | 0 | 0 | 0 | 0 | 0 | 0
| #N/A | #N/A | #N/A | #N/A | #N/A | 0 | 0 | 0 | 0 | 0 | 0 | 0
| #N/A | #N/A | #N/A | #N/A | #N/A | 0 | 0 | 0 | 0 | 0 | 0 | 0
| #N/A | #N/A | #N/A | #N/A | #N/A | 0 | 0 | 0 | 0 | 0 | 0 | 0
| #N/A | #N/A | #N/A | #N/A | #N/A | 0 | 0 | 0 | 0 | 0 | 0 | 0
| #N/A | #N/A | #N/A | #N/A | #N/A | 0 | 0 | 0 | 0 | 0 | 0 | 0
| #N/A | #N/A | #N/A | #N/A | #N/A | 0 | 0 | 0 | 0 | 0 | 0 | 0
| #N/A | #N/A | #N/A | #N/A | #N/A | 0 | 0 | 0 | 0 | 0 | 0 | 0
| #N/A | #N/A | #N/A | #N/A | #N/A | 0 | 0 | 0 | 0 | 0 | 0 | 0
| #N/A | #N/A | #N/A | #N/A | #N/A | 0 | 0 | 0 | 0 | 0 | 0 | 0
| #N/A | #N/A | #N/A | #N/A | #N/A | 0 | 0 | 0 | 0 | 0 | 0 | 0
| #N/A | #N/A | #N/A | #N/A | #N/A | 0 | 0 | 0 | 0 | 0 | 0 | 0
| #N/A | #N/A | #N/A | #N/A | #N/A | 0 | 0 | 0 | 0 | 0 | 0 | 0
| #N/A | #N/A | #N/A | #N/A | #N/A | 0 | 0 | 0 | 0 | 0 | 0 | 0
| #N/A | #N/A | #N/A | #N/A | #N/A | 0 | 0 | 0 | 0 | 0 | 0 | 0
| #N/A | #N/A | #N/A | #N/A | #N/A | 0 | 0 | 0 | 0 | 0 | 0 | 0
| #N/A | #N/A | #N/A | #N/A | #N/A | 0 | 0 | 0 | 0 | 0 | 0 | 0
| #N/A | #N/A | #N/A | #N/A | #N/A | 0 | 0 | 0 | 0 | 0 | 0 | 0
| #N/A | #N/A | #N/A | #N/A | #N/A | 0 | 0 | 0 | 0 | 0 | 0 | 0
| #N/A | #N/A | #N/A | #N/A | #N/A | 0 | 0 | 0 | 0 | 0 | 0 | 0
| #N/A | #N/A | #N/A | #N/A | #N/A | 0 | 0 | 0 | 0 | 0 | 0 | 0
| #N/A | #N/A | #N/A | #N/A | #N/A | 0 | 0 | 0 | 0 | 0 | 0 | 0
| #N/A | #N/A | #N/A | #N/A | #N/A | 0 | 0 | 0 | 0 | 0 | 0 | 0
| #N/A | #N/A | #N/A | #N/A | #N/A | 0 | 0 | 0 | 0 | 0 | 0 | 0
| #N/A | #N/A | #N/A | #N/A | #N/A | 0 | 0 | 0 | 0 | 0 | 0 | 0
| #N/A | #N/A | #N/A | #N/A | #N/A | 0 | 0 | 0 | 0 | 0 | 0 | 0
| #N/A | #N/A | #N/A | #N/A | #N/A | 0 | 0 | 0 | 0 | 0 | 0 | 0
| #N/A | #N/A | #N/A | #N/A | #N/A | 0 | 0 | 0 | 0 | 0 | 0 | 0
| #N/A | #N/A | #N/A | #N/A | #N/A | 0 | 0 | 0 | 0 | 0 | 0 | 0
| #N/A | #N/A | #N/A | #N/A | #N/A | 0 | 0 | 0 | 0 | 0 | 0 | 0
| #N/A | #N/A | #N/A | #N/A | #N/A | 0 | 0 | 0 | 0 | 0 | 0 | 0
| #N/A | #N/A | #N/A | #N/A | #N/A | 0 | 0 | 0 | 0 | 0 | 0 | 0
| #N/A | #N/A | #N/A | #N/A | #N/A | 0 | 0 | 0 | 0 | 0 | 0 | 0
| #N/A | #N/A | #N/A | #N/A | #N/A | 0 | 0 | 0 | 0 | 0 | 0 | 0
| #N/A | #N/A | #N/A | #N/A | #N/A | 0 | 0 | 0 | 0 | 0 | 0 | 0
| #N/A | #N/A | #N/A | #N/A | #N/A | 0 | 0 | 0 | 0 | 0 | 0 | 0
| #N/A | #N/A | #N/A | #N/A | #N/A | 0 | 0 | 0 | 0 | 0 | 0 | 0
| #N/A | #N/A | #N/A | #N/A | #N/A | 0 | 0 | 0 | 0 | 0 | 0 | 0
| #N/A | #N/A | #N/A | #N/A | #N/A | 0 | 0 | 0 | 0 | 0 | 0 | 0
| #N/A | #N/A | #N/A | #N/A | #N/A | 0 | 0 | 0 | 0 | 0 | 0 | 0
| #N/A | #N/A | #N/A | #N/A | #N/A | 0 | 0 | 0 | 0 | 0 | 0 | 0
| #N/A | #N/A | #N/A | #N/A | #N/A | 0 | 0 | 0 | 0 | 0 | 0 | 0
| #N/A | #N/A | #N/A | #N/A | #N/A | 0 | 0 | 0 | 0 | 0 | 0 | 0
| #N/A | #N/A | #N/A | #N/A | #N/A | 0 | 0 | 0 | 0 | 0 | 0 | 0
| #N/A | #N/A | #N/A | #N/A | #N/A | 0 | 0 | 0 | 0 | 0 | 0 | 0
| #N/A | #N/A | #N/A | #N/A | #N/A | 0 | 0 | 0 | 0 | 0 | 0 | 0
| #N/A | #N/A | #N/A | #N/A | #N/A | 0 | 0 | 0 | 0 | 0 | 0 | 0
| #N/A | #N/A | #N/A | #N/A | #N/A | 0 | 0 | 0 | 0 | 0 | 0 | 0
| #N/A | #N/A | #N/A | #N/A | #N/A | 0 | 0 | 0 | 0 | 0 | 0 | 0
| #N/A | #N/A | #N/A | #N/A | #N/A | 0 | 0 | 0 | 0 | 0 | 0 | 0
| #N/A | #N/A | #N/A | #N/A | #N/A | 0 | 0 | 0 | 0 | 0 | 0 | 0
| #N/A | #N/A | #N/A | #N/A | #N/A | 0 | 0 | 0 | 0 | 0 | 0 | 0
| #N/A | #N/A | #N/A | #N/A | #N/A | 0 | 0 | 0 | 0 | 0 | 0 | 0
| #N/A | #N/A | #N/A | #N/A | #N/A | 0 | 0 | 0 | 0 | 0 | 0 | 0
| #N/A | #N/A | #N/A | #N/A | #N/A | 0 | 0 | 0 | 0 | 0 | 0 | 0
| #N/A | #N/A | #N/A | #N/A | #N/A | 0 | 0 | 0 | 0 | 0 | 0 | 0
| #N/A | #N/A | #N/A | #N/A | #N/A | 0 | 0 | 0 | 0 | 0 | 0 | 0
| #N/A | #N/A | #N/A | #N/A | #N/A | 0 | 0 | 0 | 0 | 0 | 0 | 0
| #N/A | #N/A | #N/A | #N/A | #N/A | 0 | 0 | 0 | 0 | 0 | 0 | 0
| #N/A | #N/A | #N/A | #N/A | #N/A | 0 | 0 | 0 | 0 | 0 | 0 | 0
| #N/A | #N/A | #N/A | #N/A | #N/A | 0 | 0 | 0 | 0 | 0 | 0 | 0
| #N/A | #N/A | #N/A | #N/A | #N/A | 0 | 0 | 0 | 0 | 0 | 0 | 0
| #N/A | #N/A | #N/A | #N/A | #N/A | 0 | 0 | 0 | 0 | 0 | 0 | 0
| #N/A | #N/A | #N/A | #N/A | #N/A | 0 | 0 | 0 | 0 | 0 | 0 | 0
| #N/A | #N/A | #N/A | #N/A | #N/A | 0 | 0 | 0 | 0 | 0 | 0 | 0
| #N/A | #N/A | #N/A | #N/A | #N/A | 0 | 0 | 0 | 0 | 0 | 0 | 0
| #N/A | #N/A | #N/A | #N/A | #N/A | 0 | 0 | 0 | 0 | 0 | 0 | 0
| #N/A | #N/A | #N/A | #N/A | #N/A | 0 | 0 | 0 | 0 | 0 | 0 | 0
| #N/A | #N/A | #N/A | #N/A | #N/A | 0 | 0 | 0 | 0 | 0 | 0 | 0
| #N/A | #N/A | #N/A | #N/A | #N/A | 0 | 0 | 0 | 0 | 0 | 0 | 0
| #N/A | #N/A | #N/A | #N/A | #N/A | 0 | 0 | 0 | 0 | 0 | 0 | 0
| #N/A | #N/A | #N/A | #N/A | #N/A | 0 | 0 | 0 | 0 | 0 | 0 | 0
| #N/A | #N/A | #N/A | #N/A | #N/A | 0 | 0 | 0 | 0 | 0 | 0 | 0
| #N/A | #N/A | #N/A | #N/A | #N/A | 0 | 0 | 0 | 0 | 0 | 0 | 0
| #N/A | #N/A | #N/A | #N/A | #N/A | 0 | 0 | 0 | 0 | 0 | 0 | 0
| #N/A | #N/A | #N/A | #N/A | #N/A | 0 | 0 | 0 | 0 | 0 | 0 | 0
| #N/A | #N/A | #N/A | #N/A | #N/A | 0 | 0 | 0 | 0 | 0 | 0 | 0
| #N/A | #N/A | #N/A | #N/A | #N/A | 0 | 0 | 0 | 0 | 0 | 0 | 0
| #N/A | #N/A | #N/A | #N/A | #N/A | 0 | 0 | 0 | 0 | 0 | 0 | 0
| #N/A | #N/A | #N/A | #N/A | #N/A | 0 | 0 | 0 | 0 | 0 | 0 | 0
| #N/A | #N/A | #N/A | #N/A | #N/A | 0 | 0 | 0 | 0 | 0 | 0 | 0
| #N/A | #N/A | #N/A | #N/A | #N/A | 0 | 0 | 0 | 0 | 0 | 0 | 0
| #N/A | #N/A | #N/A | #N/A | #N/A | 0 | 0 | 0 | 0 | 0 | 0 | 0
| #N/A | #N/A | #N/A | #N/A | #N/A | 0 | 0 | 0 | 0 | 0 | 0 | 0
| #N/A | #N/A | #N/A | #N/A | #N/A | 0 | 0 | 0 | 0 | 0 | 0 | 0
| #N/A | #N/A | #N/A | #N/A | #N/A | 0 | 0 | 0 | 0 | 0 | 0 | 0
| #N/A | #N/A | #N/A | #N/A | #N/A | 0 | 0 | 0 | 0 | 0 | 0 | 0
| #N/A | #N/A | #N/A | #N/A | #N/A | 0 | 0 | 0 | 0 | 0 | 0 | 0
| #N/A | #N/A | #N/A | #N/A | #N/A | 0 | 0 | 0 | 0 | 0 | 0 | 0
| #N/A | #N/A | #N/A | #N/A | #N/A | 0 | 0 | 0 | 0 | 0 | 0 | 0